## Index
LABOUR RATES
Sl. No. | S.S. Item No. | Description | Unit (per) | S S RATE FOR 2005-06
1 | 2 | 3 | 4 | 5
(A) Skilled Workmen
First Class
1 | 1a | Mason and stone Cutter | Day | 156
2 | b | Brick Layer | Day | 156
3 | c | Carpenter | Day | 156
4 | d | Painter | Day | 156
5 | e | Plumber | Day | 156
6 | f | Welder | Day | 156
7 | g | Fitter | Day | 156
8 | h | Electrician | Day | 156
9 | I | Cook | Day | 156
10 | 2 | Mechanic | Day | 156
11 | 3 | Rigger | Day | 156
12 | 4 | Rigger Syrang | Day | 156
13 | 5 | Well Sinker | Day | 156
14 | 6 | Blaster | Day | 156
15 | 7 | Tipper and Heavy Vehicle Driver above 12 T | Day | 165
16 |  | Tanker and Medium Vehicle Driver (7.5 T to 12 T) | Day | 144
17 |  | Tanker and Light Vehicle Driver up to 7.5 T | Day | 130
18 |  | Wagon Drill Operator upto 7.5 T | Day | 165
19 | 8 | Lorry and Heavy Vehicle Driver above 12 T | Day | 165
20 |  | Road Roller Driver ( 7.5 T to 12 T) | Day | 144
21 |  | Road Roller Driver up to 7.5 T | Day | 130
22 | 9 | Tractor Driver above 12 T | Day | 165
23 |  | Tractor Driver ( 7.5 T to 12 T) | Day | 144
24 |  | Tractor Driver upto 7.5 T | Day | 130
Operator
25 | 10 | Pan Mixer | Day | 156
26 |  | Concrete mixer | Day | 156
27 |  | Vibrator | Day | 156
28 |  | Compressor | Day | 156
29 |  | Jack Hammer | Day | 156
30 |  | Driller | Day | 156
31 |  | Boring Maistry | Day | 156
32 | 11 | Pump Operator | Day | 156
33 | 12 | Turner Grade-I | Day | 156
34 | 13 | Wireless Operator | Day | 165
35 | 14 | Assistant Wireless Operator | Day | 137
36 | 15 | Jeep Driver | Day | 130
37 | 16 | Work inspector with I.T.I qualification | Day | 151
38 | 17 | Work Inspector with LCE,LME,L.E.E Qualification | Day | 165
39 | 18 | Work Inspector with B.E ( Civil, Mechanical and Electrical qualification) | Day | 250
40 | 19 | Work Inspector with Non-technical qualification SSLC/SSC/HSC | Day | 137
41 | 20 | Mason Spl. Grade for Mossaic and Polished shahabad stone floor | Day | 165
42 | 21 | Computer Operator | Day | 137
(B) SEMI-SKILLED WORKMEN
|  | SECOND CLASS | Day
43 | 1:00 | Mason | Day | 137
44 | b | Brick Layer and Stone Cutter | Day | 137
45 | c | Carpenter | Day | 137
46 | d | Painter | Day | 137
47 | e | Plumber | Day | 137
48 | f | Blacksmith | Day | 137
49 | g | Welder | Day | 137
50 | h | Fitter | Day | 137
51 | I | Electrician | Day | 137
52 | 2 | Caulker | Day | 137
53 | 3 | Barbender | Day | 137
54 | 4 | Tinker | Day | 137
55 | 5 | Sawyer | Day | 137
56 | 6 | Brick-Moulder | Day | 137
57 | 7 | Pot-tile turner | Day | 137
58 | 8 | Pan -tile turner | Day | 137
59 | 9 | Brick and Lime Kiln man /Glazzer | Day | 137
60 | 10 | Telephone Operator | Day | 137
61 | 11 | Hand Driller | Day | 137
62 | 12 | Quarry man | Day | 137
63 | 13 | Hammer man | Day | 137
64 | 14 | Thatcher | Day | 137
65 | 15 | Fireman | Day | 137
66 | 16 | Cleaner/Helper | Day | 137
67 | 17 | Stone Packer | Day | 137
68 | 18 | Jawali | Day | 137
69 | 19 | Ex-Service man/Goorkha watchman | Day | 106
70 | 20 | Ratton worker | Day | 137
71 | 21 | Mate | Day | 137
(C) UNSKILLED WORKMEN
72 | 1 | Head mazdoor(Mukaddar) | Day | 106
73 | 2 | Man mazdoor | Day | 106
74 | 3 | Watch man | Day | 106
75 | 4 | Picottah man | Day | deleted
76 | 5 | Woman Mazdoor | Day | 106
77 | 6(a) | Casual labour on loading & Un-loading operations | Day
78 | 6(b) | Helpers/Cleaners/Sweepers/Scavangers/ Choukidaars / Security Guards / Office Boys | Day
(D) OTHER CONVEYANCE ITEMS
80 | 1 | Single bullock with driver and cart | Day | 151
81 | 2 | Bullock pair with driver | Day | 151
82 | 3 | Bullock pair with driver and cart | Day | 165
83 | 4 | Bullock pair with driver and cart with Pneumatic tyres | Day | 208
84 | 5 | Bullock pair with driver and kapila | Day | deleted
85 | 6 | Nava with crew | Day | 144
86 | 7 | Punt thundal | Day | 116
87 | 8 | Punt lascar | Day | 116
88 | 9 | Punt boy lascar | Day | deleted
COMMON MATERIALS AND WORK ITEMS
Sl. No | S.S. Item No. | Description | Unit | SS Rate for 2005-06
1 | 2 | 3 | 4 | 5
(A) STONE AND ROAD MATERIALS
ROUGH STONE QUARRIED INCLUDING WEDGING, BREAKING,BURNING, SPLITING AND STACKING
89 | 22.a | For R.R Masonary Work (other than Granite, Dolomite and Trap | 1 cum | 94
90 | b.I | For SS Revetment work 225 mm | 1 cum | 50
91 | b.ii | For SS Revetment work 300 mm | 1 cum | 66.5
92 | b.iii | For SS Revetment work450 mm | 1 cum | 80
93 | c | Jeddy Stone above 450 mm to 600 mm | 1 cum | 110
94 | d I. | Laterite for revetment 225 mm | 1 cum | 68.5
95 | d II. | Laterite for revetment 300 mm | 1 cum | 80
96 | d.iii | Granite for SS revetment 225 mm | 1 cum | 82
97 | d.iv | Granite for SS revetment 300 mm | 1 cum | 95
Note:- Only when other granite is not available
98 | E | Laterite for masonry | 1 cum | 80
99 | F | Cyclopean stones above 0.2 cum | 1 cum | 148
100 | G | For R.R.Masonry works ( granite, dolamite and trap variety | 1 cum | 109
101 |  | NOTE:- For items 22(a) to 22© ,22d(iii),22d(iv) and | 1 cum | 52.5
22(g) add extra Rs /cum, wherever
quarrying is done by blasting
COURSED RUBBLE STONE QUARRYING WEDGING, BREAKING, BURNING AND SPLITTING INCLUDING STACKING FOR SS FIRST SORT WORKS
102 | 23.a | Granite, dolamite and trap | 1 cum | 157
103 | B | For other varieties | 1 cum | 108
104 | 27 | Granite stone slabs for culverts, lintels and copings (3 faces dressed coarsed rubble masonary) | 1 cum | 998
105 |  | NOTE: - For items 23(a), 23(b) and 27 add extra | 1 cum | 54
Rs. Per Cum, wherever quarrying is done
by blasting
106 | 28 | Bond stones ( 600 x 200 x 200 mm ) | each | 16
107 | b | Chainage stones and Centre line stones (750x150x150xmm) | each | 21
| 29 a | Kilometers stones ( 1100 x 370 x 250 mm) | each | deleted
| b | 5th Kilometers stones ( 1520 x 520 x 250 mm) | each | deleted
| 30 a | Hectometers stones ( 900 x 200 x 200 mm) | each | deleted
108 | 31 | Demarcation Stones ( 900 x 150 x 150 mm) | each | 33
109 | 32 a | Guard Stones ( 1200 x 200 x 200 mm ) | each | 52
110 | b | Guide Stones ( 800 x 150 x150 mm ) | each | 33
111 | c | Carving letters and figures in stone up to 100 mm size | each | 3.2
112 | d | Carving letters and figures in stone above 100 mm size | each | 4.2
HARD BROKEN STONE OF GRANITE, TRAP AND DOLERITE FREE FROM DUST OBTAINED BY QUARRYING, WEDGING, BREAKING, BURNING AND SPLITTING INCLUDING STACKING.
113 | 33.a | - do - 6mm size (SS 5) | 1 cum | 249
114 | b | - do - 10mm size (SS 5) | 1 cum | 329
115 | c | - do - 12mm size (SS 5) | 1 cum | 395
116 | d | - do - 20mm size (SS 5) | 1 cum | 494
117 | e | - do - 25mm size (SS 5) | 1 cum | 494
118 | f | - do - 40mm size (SS 5) | 1 cum | 282
119 | g | - do - 50mm size (SS 5) | 1 cum | 196
120 | h | - do - 60mm size (SS 5) | 1 cum | 196
121 | i | - do - 65mm size (SS 5) | 1 cum | 194
122 | j | - do - 75mm size (SS 5) | 1 cum | 131
123 | k | - do - 75 to 100mm size (SS 5) | 1 cum | 117
124 |  | NOTE:- (1) Add extra Rs.55.50/- per cum for items 33 |  | 55.5
(a) to 33 (k) if the metal is obtained by
blasting
125 |  | (2) Add 25% extra per cum if the metal is |  | 0.25
obtained by machine crushing excluding cost
of blasting.
126 |  | (3) Deduct Rs.5.50 per cum if the metal or |  | 5.5
rubble is obtained from surface stone and
boulders.
127 |  | (4) Add Rs.11.50/- per cum for selection of |  | 11.50 5.50
stones and boulders from excavated spoil
dumps for items 33 a to 33 k, when this
addition of Rs. 11.50 per Cum is allowed
deduction of Rs. 5.50 per Cum mentioned
under Note (3) above should invariably be
made.
SOFT BROKEN STONE SCREENED AND FREE FROM DUST INCLUDING STACKING
128 | 33.l | - do - 40 mm size ( SS 5 ) | 1 Cum | 63
129 | 33.m | - do - 50 mm size ( SS 5 ) | 1 Cum | 56.5
130 | 33.n | - do - 60 mm size ( SS 5 ) | 1 Cum | 44.5
131 | 33.o | - do - 65 mm size ( SS 5 ) | 1 Cum | 39.5
132 | 33.p | - do - 75 mm size ( SS 5 ) | 1 Cum | 37.5
HARD BROKEN STONE OF GRANITE TRAP DOLERITE AND DOLAMITE FREE FROM DUST OBTAINED BY QUARRYING WEDGING, BREAKING, BURNING AND SPLITTING INCLUDING STACKING (QUARTZITE AND BASALT WITH AGGREGATE IMPACT OF LESS THAN 20)
133 | 33a | -do- 5 mm to 7 mm size ( IRC and MORTH) | 1 cum | 249.00
134 | b | -do- 9.5 mm to 11.2 mm size ( IRC and MORTH) | 1 cum | 329.00
135 | c | -do- 12mm to 14 mm size ( IRC and MORTH ) | 1 cum | 394.00
136 | d | -do- 19 mm to 22 mm size ( IRC and MORTH ) | 1 cum | 492.00
137 | e | -do- 25 mm to 27 mm size ( IRC and MORTH ) | 1 cum | 492.00
138 | f | -do- 40 mm to 45 mm size ( IRC and MORTH ) | 1 cum | 282.00
139 | g | -do- 50 mm to 55 mm size ( IRC and MORTH ) | 1 cum | 196.00
140 | h | -do- 60 mm to 63 mm size ( IRC and MORTH ) | 1 cum | 196.00
141 | i | -do- 65 mm size ( IRC and MORTH ) | 1 cum | 196.00
142 | j | -do- 75 mm size ( IRC and MORTH ) | 1 cum | 131.00
143 | 1 | NOTE:- Add extra Rs.55.50 per cum for items 33 (a) | 1 cum | 55.50
to 33 (j) if the metal is obtained by blasting
144 |  | Add 25% extra per cum if the metal is obtained | 1 cum | 25%
by machine crushing excluding cost of blasting.
145 | 3 | Deduct Rs. 5.50 per cum if the metal or rubble | 1 cum | 5.50
is obtained from surface stones and boulders
146 | 4 | Add Rs. 11.50 per cum for selection of stones | 1 cum | 11.50
and boulders from excavated soil dumps for
items 33 (a) to 33 (k), when this addition of
Rs. 11.50 per cum allowed deduction of Rs.
5.50 per cum mentioned under note (3) above
should invariably be made
HARD BROKEN STONE OTHER THAN GRANITE SUCH AS QUARTZ, QUARTZ-NAPA AND BASALT SCREENED AND FREE FROM DUST INCLUDING STACKING
147 | 33.q | - do - 10 mm size (SS 5) | 1 Cum | 196.00
148 |  | -do- 9.5 mm to 11.2 mm size ( IRC and MORTH ) | 1 Cum | 196.00
149 | r | - do - 12 mm size (SS 5) | 1 Cum | 184.00
150 |  | -do- 12mm to 14 mm size ( IRC and MORTH ) | 1 Cum | 184.00
151 | s | - do - 20 mm size (SS 5) | 1 Cum | 149.00
152 |  | -do- 19 mm to 22 mm size ( IRC and MORTH ) | 1 Cum | 149.00
153 | t | - do - 25 mm size (SS 5) | 1 Cum | 147.00
154 | u | - do - 40 mm size (SS 5) | 1 Cum | 86.50
155 |  | -do- 40 mm to 45 mm size ( IRC and MORTH ) | 1 Cum | 86.50
156 | v | - do - 50 mm size (SS 5) | 1 Cum | 76.50
157 |  | -do- 50 mm to 55 mm size ( IRC and MORTH ) | 1 Cum | 76.50
158 | 33.w | - do - 65 mm size (SS 5) | 1 Cum | 72.50
159 |  | -do- 60 mm to 65 mm size ( IRC and MORTH ) | 1 Cum | 72.50
160 | x | - do - 75 mm size (SS 5) | 1 Cum | 60.00
161 |  | - do - 75 mm size ( IRC &MORTH) | 1 Cum | 60.00
162 | y | - do - 75 to 100 mm size (SS 5) | 1 Cum | 47.50
163 |  | - do - 75 to 100 mm ( IRC& MORTH) | 1 Cum | 47.50
OTHER ITEMS INCLUDING STACKING
164 | 33.z1 | Laterite 40 to 75 mm ( ring) | 1 Cum | 54.50
165 | z2 | kankar, hard broken kankar 40 to 75 mm ( ring ) | 1 Cum | 42.50
166 | z3 | Soling stone of 150 mm size of granite, trap and Dolamite varieties. | 1 Cum | 54.50
167 |  | NOTE:- (1) Add extra for items to 33(z3) Rs 55.50 | 1 Cum | 55.50
Per cum, wherever quaring is done by
blasting. (2) Wherever controlled blasting is
resorted to the Chief Engineer concerned
shall approve the observed data in support of
SS item No. 22 a to 22 c , 22g, 23
168 | z4 | Soling stone of 150 mm size other than granite variety | 1 Cum | 38.50
169 | z5 | Soling Stone laterite, Kankar 150mm, surface stone | 1 Cum | 22.50
170 | z6 | Field picked metal unbroken 20 mm size | 1 Cum | 33.00
171 | z7 | - do - 25 mm size | 1 Cum | 25.00
172 | z8 | - do - 40 mm size | 1 Cum | 27.50
173 | z9 | - do - 50 mm size | 1 Cum | 25.00
174 | z10 | - do - 60 mm size | 1 Cum | 19.50
175 | z11 | - do - 80 mm size | 1 Cum | 15.00
176 |  | NOTE:- Add Rs. 11.50 per cum for selection of stone |  | 11.50 5.50
and boulders from excavated spoil dumps
for items 33 (q) to 33 z , when this addition of
Rs. 11.50 per cum is allowed deduction ofRs.
5.50 per cum should invariably be made
towards the metal or rubble if it is obtained
from surface stone and boulders.
177 | 34 | Gravel including stacking | 1 Cum | 40.00
178 | 35 a | Quarry rubbish | 1 Cum | 16.00
| b | HBG Stone Chips 2.36mm and below | 1 Cum | 60.00
179 | 36.a | Sand for mortar, ceiling coat including washing screening etc., | 1 Cum | 72.00
180 | b | Sand for filling and blindage | 1 Cum | 28.50
181 | 37 | Clay for puddle and masonry Items 38 (a) to 39 (h) As per local prevailing rates based on compititive quotations. | 1 Cum | 19.00
(C) LIME AND CEMENT
182 | 40 to 41(c ) |  |  | As per local prevailing rates based on competitive rates.
183 | 42 | Cement excluding cost of empty cement bags | Metric Tonne | 2600.00
184 | 42.a | Labour for mixing cement mortar | 1 Cum | 19.50
185 | b | Mixing of cement mortar by machine | 1 Cum | 33.00
186 | c | Grinding lime mortar or Surkhi mortar | 1 Cum | 58.00
187 | d | Shell lime slaked and screened | 1 Cum | 578.00
188 | e | White cement | 1 Kg. | 13.00
(D) MORTARS
189 | 43 to 45 | Items 43 to 45 |  | Rates have to be worked out based on standard data.
(E) METAL AND IRON WORKS
190 |  | Mild steel rods 6mm dia. | One Metric Tonne | 29500.00
191 |  | Mild steel flats | One Metric Tonne | 29500.00
192 |  | Mild Steel, Structural Steel, I.e., Angles, Channels and I sections. | One Metric Tonne | 30000.00
193 |  | High Yield Strengh Deformed Bars | One Metric Tonne | 29500.00
III RATES OF WORKS
(A) CLEARING SITE
195 | 1.a | Clearing heavy Jungle | 1 Sqm | 1.10
196 | b | Clearing light Jungle | 1 Sqm | 1.10
197 | c | Clearing Scrub Jungle | 1 Sqm | 1.10
198 | d | Clearing Juliflora (Prosafis) jungle including up-rooting and removing of Juliflora stumps. | 1 Sqm | 2.10
199 | 2.a.I | Cutting and removing Palmyrah trees including stacking of girth 30 to 100 cm. | Each | 19.00
200 | ii | - do - 100 to 200 cm. | Each | 33.00
201 | 2.b.I | Uprooting and removing Palmyrah stumps including stacking of girth 30 to 100 cm. | Each | 23.50
202 | ii | - do - 100 to 200 cm. | Each | 36.00
203 | 2.c.I | Cutting and removing date trees including stacking of girth 30 to 100 cm | Each | 14.00
204 | ii | - do - 100 to 200 cm | Each | 20.00
205 | d.I | Uprooting and removing stumps of date trees including stacking of girth 30 to 100 cm. | Each | 14.00
206 | ii | - do - 100 to 200 cm | Each | 19.00
207 | e I | Cutting and removing other kindof trees including stacking of girth 30 to 100 cm | Each | 19.00
208 | ii | - do - 100 to 200 cm | Each | 29.50
209 | iii | - do - above 200 cm | Each | 50.00
210 | f.I | Uprooting and removing stumps of other kind of trees including stacking of girth 30 to 100 cm. | Each | 14.00
211 | ii | - do - 100 to 200 cm | Each | 20.00
212 | iii | - do - above 200 cm | Each | 27.50
213 | 3.a | Uprooting and clearing prickly pear jungle | 1 Sq.m | 1.10
214 | b | - do - under 2.5 meters height including burning and burrying as directed. | 1 Sq.m | 1.60
215 | c | - do - over 2.5 meters height including burning and burrying with an initital lead of conveyance | 1 Sq.m | 2.10
216 | 4.a | Removing of natchu, goobi, thooti etc., from drains, channels including clearance if not more than 1 metre depth of water with an initial lead of 10 metresand lift of 2 metres. | 1 Sq.m | 1.10
217 | b.I | Clearing alchi, tilla | 1 Sq.m | 2.10
218 | b.ii | Removal of Jammu | 1 Sq.m | 1.10
219 | c.I | Removal of imponea, cornea | 1 Sq.m | 2.10
220 | c.ii | Removal of water hyacinth upto 30 cm thick. | 1 Sq.m | 2.10
221 | c.iii | - do - more than 30 cm thick | 1 Sq.m | 3.10
222 | d | Removal of natchu, goobi, thooti etc., for every extra lead or lift over the initial lead or lift. | 1 Sq.m | 0.60
(B) DISMANTLING
| 5 | DISMANTLING, CLEARING AWAY AND CAREFULLY STACKING MATERIALS USEFUL FOR REUSE.
223 | n.(i) | Dry rough stone revetment for aprons and stacking within 40 metres | 1 cum | 24.50
(C) QUARRYING AND BLASTING
224 | 6 | Blasting and removing hard granite measured in solid | 1 cum | covered under earth work item
| 7 | Drilling holes in hard granite or sheet rock
| a) | Manually ( Hand)
225 | I) | 20 mm dia meter | 1 RM | 65.00
226 | ii) | 25 mm dia meter | 1 RM | 70.00
227 | iii) | 36 mm dia meter | 1 RM | 79.50
| b) | Pneumatic Compressor
228 | I) | 20 mm dia meter | 1 RM | 70.50
229 | ii) | 25 mm dia meter | 1 RM | 77.50
230 | iii) | 36 mm dia meter | 1 RM | 85.00
| 8 | Grouting the holes with neat cement slurry excluding cost of steel
231 | I) | 20 mm dia meter | 1 RM | 42.00
232 | ii) | 25 mm dia meter | 1 RM | 54.00
233 | iii) | 36 mm dia meter | 1 RM | 65.50
(D) EARTH WORK
234 |  | NOTE:- 1. Standard Specification No.20-A requires
breaking clods,ramming and sectioning of
spoil bank etc.,
235 |  | 2. Standard Specification No.20-B does not
require that three items of work detailed
above, but does require neat banking in
accordance with the standard
specification.
236 |  | 3. A separate rate for these three items of
work will not be necessary where the earth
work is executed under the standard
specification No. 20-A.
236a |  | Allowances for Excavation and Forming Embankment:
(I) Top soil removal - upto 5%
(ii)Consolidation allowance to Proctor's Density -10%
(iii)Shrinkage Allowance - 2 to 2.5%
(iv)Wastage- 1%
(v)Allowance for removal of boulders - Nil
236b |  | Conveyance by Lorries not applicable to head leads
(vi) Clay 25%
loamy,Red Earth,Gravel,Homogeneous soils-18%
(vii) Allowance for compaction and Shrinkage- 12 to 12.5%
EARTH WORK EXCAVATION AND DEPOSITING ON BANK WITH AN INITIAL LEAD OF 10 METRES AND AN INITIAL LIFT OF 2 METRES IN CASE OF HEAD LEAD ONLY.
237 | 8.a | Sand or loose soils wet sand not under water, silt in canals,channels and drains SS 20-A. | 1 cum | 19.00
238 | b | - do - 20-B | 1 cum | 20.00
239 | 9.a | Loamy and Clayey soils like black cotton soils, red earth and ordinary gravel SS 20-A. | 1 cum | 31.50
240 | b | - do - 20-B | 1 cum | 28.50
241 | 10.b | Slushy soil and silt clearance upto 0.60 metres depth SS 20-B | 1 cum | 31.50
242 | 11.b | Clayey Soil in wet and slushy condition SS 20-B | 1 cum | 32.50
243 | 12.a | Hard Gravelly Soils SS 20-A | 1 cum | 32.50
244 | b | - do - SS 20-B | 1 cum | 30.50
245 | 13.a | Mixture of gravel and soft disintegrated rock like shales ordinary gravel, stoney earth and earth mixed with fair sized boulders SS 20-A | 1 cum | 34.50
246 | b | - do - 20-B | 1 cum | 31.50
247 | 14 | Soft disintegrated rock ( removable by pick axes and crow bars) | 1 cum | 36.50
248 | 15 | Stone matrix | 1 cum | 38.00
249 | 16 | Hard disintegrated rock or soft rock or conglomerate rock etc., removable by pick axes and crow bars | 1 cum | 49.50
250 | 17 | Hard disintegrated rock or soft rock or conglomerate rock and Hard lime kankar requiring partial blasting. | 1 cum | 66.00
251 | 18.a.I | Fissured and fractured rock and boulders upto 3 cum in size requiring blasting including stacking | 1 cum | 114.00
252 | a.ii | - do - Stacking is not done | 1 cum | 106.00
253 | 18.b.I | Excavation of Nandyal Slabs more than 3 cum in size requiring blasting including stacking | 1 cum | 137.00
254 | b.ii | - do - Stacking is not done | 1 cum | 132.00
255 | 19.a.I | Hard rock and boulders more than 3 cum in size requiring blasting including stacking | 1 cum | 240.00
256 | a.ii | - do - Stacking is not done | 1 cum | 229.00
257 | 19.b | Benching, chiselling, wedging and boring in rock in foundation grade levelling. | 1 cum | 342.00
FOR ALL SOILS, SOFT DISINTEGRATED ROCK AND STONE MATRIX (ITEM N0s 8-b to 15 ABOVE )
258 | 20.a.I | Extra for every additional 10 metres lead or part there of over the initial lead for the first 3 extra leads | 1 cum | 1.30
259 | ii | -do- from 4 th extra lead to 6 th extra lead | 1 cum | 2.10
260 | iii | -do- from 7 th extra lead to 9 th extra lead | 1 cum | 3.10
FOR HARD DISINTEGRATED ROCK (ITEM 16 TO 17 ABOVE )
261 | 20bi | (Extra for every additional 10 metres lead or part there of) over the initial lead for the first 3 extra leads | 1 cum | 2.10
262 | ii | Extra for every additional 10 mtrs. Lead or part there of from 4 th extra lead to 6 th extra lead | 1 cum | 3.30
263 | iii | -do- from 7 th extra lead to 9 th extra lead | 1 cum | 4.60
FOR FISSURED AND FRACTURED HARD ROCK AND BOULDERS ETC., (ITEM 18 & 19 a ABOVE)
264 | 20.c.I | (Extra for every additional 10 metres lead or part there of) over the initial lead for the first 3 extra leads | 1 cum | 3.40
265 | ii | Extra for every additional 10 mtrs. Lead or part there of from 4 th extra lead to 6 th extra lead | 1 cum | 5.60
266 | iii | -do- from 7 th extra lead to 9 th extra lead | 1 cum | 6.20
FOR ALL SOILS, SOFT DISINTEGRATED ROCK AND STONE MATRIX (ITEM N0s 8-b to 15 ABOVE )
267 | 21.a.I | Extra for every additional 1 metre lift or part there of over the initial lift for the first 3 extra lifts | 1 cum | 1.30
268 | ii | Extra for every additional 1 mtrs. lift or part there of from 4 th extra lift to 6 th extra lift | 1 cum | 2.10
269 | iii | -do- from 7 th extra lift and above | 1 cum | 3.20
FOR HARD DISINTEGRATED ROCK (ITEM 16 & 17 ABOVE )
270 | 21.b. I | Extra for every additional 1 metres Lift or part there of over the initial lift for first 3 extra lifts | 1 cum | 2.10
271 | ii | Extra for every additional 1 mtrs. lift or part there of from 4 th extra lift to 6 th extra lift | 1 cum | 3.10
272 | 21.b.iii | -do- from 7 th extra lift and above | 1 cum | 4.60
FOR FISSURED AND FRACTURED, HARD ROCK AND BOULDERS ETC.,(ITEM 18 TO 19 a ABOVE ).
273 | 21.c.I | Extra for every additional lift of 1 metre or part there of over the initial lift for the first 3 extra lifts | 1 cum | 4.10
274 | ii | Extra for every additional lift of 1metre or part there of over from 4th extra lift to 6 th extra lift | 1 cum | 5.10
275 | iii | -do- from 7 th extra lift and above | 1 cum | 6.60
276 |  | Note: The lift charges mentioned in SS item Nos 21a,21 b, and 21c under (D) Earth work are applicable to delifts also.
277 | 22.a | Add to relevant SS 20-A rates for new tank bunds, closing breaches, road formation and embankments for extra watering and consolidation by stone roller upto 1 tonne. | 1 cum | 2.10
278 | b | - do - with stone roller 2 tonnes or cattle treading | 1 cum | 3.40
| b(I) | Add to relevant SS 20-A rates for new tank bunds, closing breaches, road formation and embankments for extra watering and consolidation by pneumatic tampers at 90% proctor's density. | 1 cum | 3.90
279 | c | Add to relevant SS 20-A rates for new tank bunds,closing breaches, road formation and embankments for extra watering and consolidation of proctor's density with 8 to 10 tonne power roller including watering and conveyance of water for initial lead of 1/2 kilometer. | 1 cum | 20.50
280 |  | Note: The element of Hire charges is Rs 51.76 per 10 cum corresponding to the hire charges of 8 to 10 Tonne power roller fixed at Rs. 2200/- per day of 8 hours. The rate shall be increased when the element of hire charges increases for item No. 22 c above,if the roller is lent to the contractor at a rate of Rs 275/- per hour(i.e., Rs 2200/- per day of 8 hours may be effected). | 1 cum
281 | 22.d | Extra for every additional 1/2 km lead for water over the initial lead of 1/2 Km for consolidation of banks . | 1 cum | 2.20
282 | 23.a | Benching old embankment slopes 0.45 x 0.45 metres. | 1 RM | 1.30
283 | 23.b | Puddle wall work | 1 cum | 33.50
284 | 24 | Turfing slopes including watering for 3 months with initial lead for conveyance of water and grass for 1 hectometre. | 1 Sq.m | 13.50
285 | 25 | Refilling with the excavated sand complying with the standard specifications for filling foundations | 1 cum | 10.50
286 | 26.a | Refilling with the excavated soils ( other than sand) complying with the standard specifications for filling foundations. | 1 cum | 7.10
287 | b | Trimming of slopes of embankments and depositing the soils on the top of the bank. | 1 cum | 50% of earth work excavation of similar classification
288 | c | Ploughing | 1 Sq.m | 0.30
(E) CONCRETE AND (G) STONE MASONRY
289 |  | SSI NOS 31a to 39 and SSI Nos. 60 to 87 |  | Rates have to be worked based on standard data
290 |  | Note:
291 |  | 1. Add for vibrating concrete | 1 cum | 32.00
292 |  | 2. Add for machine mixing of concrete. | 1 cum | 31.50
293 |  | 3.Add where the power is available for operating the mixer, the rate is, | 1 cum | 21.00
294 | a I | White washing and colour banding for guard and guide stones including cost of materials | each | 4.10
295 | b I | Screening sand and gravel | 1 cum | 4.10
296 | b 2 | Screening chips and metal | 1 cum | 8.70
297 | c 1 | Removing and refixing Hectometre or Demarcation stones | each | 5.10
CENTERING CHARGES
298 | L 1 | Centering charges for culvert slabs and other structures of 3 mts. span and above | 1 cum | 699.00
299 | L 2 | Centering charges for bed blocks and culvert slabs and other structures of less than 3 mts. span. | 1 cum | 572.00
CENTERING CHARGES FOR MINOR AND MAJOR BRIDGE WORKS
300 | L3 | For mass concrete piers, abutments and steining well curbes, well caps etc., | 1 cum | 507.00
301 | L 4 | For RCC piers, abutments, wing wall, steining, well curbs, well caps etc., | 1 cum | 634.00
302 | NOTE:- The rates under L3 and L 4 are applicable to Roads and Buildings and Irrigation structures up to 2 metres width
303 | L 5 | For RCC deck slabs | 1 cum | 1206.00
304 | L 6 | For RCC beams | 1 cum | 1524.00
305 | L 7 | For RCC hand rails | 1 cum | 1627.00
306 | L 8 | For CC pavements, wearing coats, approach, slabs, guide stone, J. M. stone etc., | 1 cum | 121.00
| n | Laying and fixing RCC Hume pipes in position including lifting, aligning etc., complete with (fixing ) collars for the following diametres of pipes but excluding cost of materials ( NP2 Class )
307 | n 1 | 250 mm diameter | 1 Rm | 12.00
308 | n 2 | 300 mm diameter | 1 Rm | 16.00
309 | n 3 | 450 mm diameter | 1 Rm | 22.00
310 | n 4 | 600 mm diameter | 1 Rm | 35.00
311 | n 5 | 750 mm diameter | 1 Rm | 44.00
312 | n 6 | 800 mm diameter | 1 Rm | 52.00
313 | n 7 | 1000 mm diameter | 1 Rm | 58.00
314 | n 8 | 1220 mm diameter | 1 Rm | 74.00
315 | Note:- For NP3 class 50% extra over the rates of NP2. Class
may be allowed.
(S ) ROAD WORK ITEMS
PICKING OLD METALLED SURFACE TO DEPTH OF 40 TO 100 mm SPREADING OLD METAL AND NEW METAL SECTIONING INCLUDING EDGEBUNDS AND SUBGRADE ROLLING, SPREADING METAL INCLUDING BLINDAGE OFGRAVEL WATERING WITH AN INITIAL LEAD OF 2 HECTOMETERS AND HAND ROLLER ( 1.5 TO 2 TONNES) ROLLING ETC., INCLUDING BARRICADING, DIVERSION OF TRAFFIC AND WETTING THE NEW CONSOLIDATION FOR A FORTNIGHT COMPLETE.
( For a compact thickness )
| 1 (I ) | HARD METAL
316 | a | 40 mm thickness | 10 sqm | 39.00
317 | b | 50 mm thickness | 10 sqm | 41.00
318 | c | 75 mm thickness | 10 sqm | 46.00
319 | d | 100 mm thickness | 10 sqm | 49.00
| 1 (ii ) | ( For compact thickness of soft metal )
320 | a | 50 mm thickness | 10 sqm | 31.00
321 | b | 75 mm thickness | 10 sqm | 35.00
322 | c | 100 mm thickness | 10 sqm | 39.00
323 | 2 | Picking 5 to 100 mm old metalled surface and sectioning | 10 sqm | 14.00
324 | 3 | Picking gravelled surface 25 mm deep and levelling and sectioning | 10 sqm | 4.10
325 | 4 | Picking the existing B.T. surface and removal of chips | 10 sqm | 14.50
326 | 5 | Picking old metalled surface to a depth of 40 to 100 mm and spreading metal including watering with an initial lead of 2 Hectometres and rolling with power rollers watering and spreading gravel for blindage and power roller rolling including hire chages of power roller( 8 to 10 t of) barricading and diversion of traffic and wetting the new consolidation for a fortnight(for compacted thickness of )
HARD METAL
327 | 5 (a) | 40 mm thick ness | 10 sqm | 100.00
328 | (b) | 50 mm thick ness | 10 sqm | 114.00
329 | (c ) | 75 mm thick ness | 10 sqm | 127.00
330 | (d ) | 100 mm thick ness | 10 sqm | 134.00
331 | (e) | 150 mm thick excluding hire charges | 10 sqm | 240.00
Spreading gravel watering with an initial lead of 2 hectometres and power roller ( 8 to 10 T ) rolling excluding hire charges of power roller and barricading etc., ( for a compact thickness of )
332 | 6a | 50 mm thickness | 10 sqm | 18.50
333 | b | 75 mm thickness | 10 sqm | 24.50
334 | c | 100 mm thickness | 10 sqm | 39.50
335 | d | 150 mm thickness | 10 sqm | 44.50
336 | 7a | Blinding the road surface 6 mm thick with gravel or sand available at site after remaining loose stones including watering. | 10 sqm | 1.10
337 | b | -do- without watering | 10 sqm | 1.00
338 | 8a | Blinding the road surface 6 mm thick with gravel or sand dug from road site including watering. | 10 sqm | 2.10
339 | b | -do- without watering | 10 sqm | 1.60
340 |  | Spreading gravel sand including watering and roller rolling ( for compacted thickness of )
341 | 9a | -do- 6mm to 20 mm thick | 1 cum | 28.50
342 | b | -do- from 20 to 25 mm thick | 1 cum | 24.50
343 | c | -do- from 25 to 40 mm thick | 1 cum | 23.50
344 | d | -do- from 40 to 50 mm thick | 1 cum | 21.50
345 | 10 | Picking 50 to 100 mm Old metalled surface, spreading metal and blindage watering tamping for patch repairs ( labour only ) | 10 sqm | 19.50
346 | 11 | Picking old metalled surface 50 to 100 mm deep spreading gravel watering and tamping ( labour only ) | 10 sqm | 10.00
347 | 12 | Levelling ruts and tamping gravelled roads | 10 sqm | 2.40
348 | 13 | Levelling ruts and tamping metalled roads | 10 sqm | 4.20
349 | 14 | Spreading gravel or sand including watering and rolling with hand roller irrespective of thickness in layer | 10 cum | 173.00
350 | 15 | Carrying for water for WBM consolidation metal and blindage of 40 to 150 mm thickness for every one hectometre beyond initial lead of 2 hectometres | 10 sqm | 2.40
351 |  | Gelatin(For MORTH data,for works of state & national high ways only) | Per Kg | 36.00
352 |  | Electric Detonators(For MORTH data,for works of state & national high ways only) | each | 1.00
353 |  | Hot applied thermoplastic compound(For MORTH data,for works of state & national high ways only) | Per Litre | 150.00
354 |  | Reflectionising glass beads of 2 mm thick(For MORTH data,for works of state & national high ways only) | Per Kg | 50.00
355 |  | Road marking paint confirming to IS 164(For MORTH data,for works of state & national high ways only) | Per Kg | 125.00
BAILING OUT WATER CHARGES FOR CD & CM WORKS (WHEREVER REQUIRED)
356 | I 14 | For earth work excavation for foundations below low water level | 1 cum | 85.00
357 | I 15 | For cement concrete for foundation below low water level | 1cum | 85.00
358 | n | Labour charges for laying filters with coarse aggregate. | 1 cum | 34.00
359 | o | Labour charges for laying filter with sand. | 1 cum | 16.00
BUILDING ITEMS
| S. No | Details | Unit | SS RATE FOR 2005-06
| 1 | 2 | 3 | 4
IV . RATES OF MATERIALS
(A) BRICKS & TILE PRODUCTS
| 1 | Bricks second class or ground moulded (Non-Modular or traditional size) 23 x 11 x 7 cm | 1000 Nos | 1350
| 2 | - do- modular size 19 x 9 x 9 cm | 1000 Nos | 1404
| 3 | Bricks country (Non-modular tradditional size) 22 x 11 x 5 cm | 1000 Nos | 972
Flyash lime solid blocks with compressive strength of 100 kg/sq.cm
| 4 | 290 x 225 x 140 mm | Each | 8.3
| 5 | 290 x 200 x 140 mm | Each | 7.1
| 6 | 290 x 122 x 140 mm | Each | 4.8
| 7 | 290 x 100 x 140 mm | Each | 4
| 8 | 225 x 100 x 60 mm | Each | 1.7
| 9 | 145 x 225 x 140 mm | Each | 4.8
| 10 | 145 x 200 x 140 mm | Each | 3.6
Flyash lime solid blocks with compressive strength of 50 kg/sq.cm
| 11 | 290 x 225 x 140 mm | Each | 7.1
| 12 | 290 x 200 x 140 mm | Each | 5.9
| 13 | 290 x 122 x 140 mm | Each | 3.6
| 14 | 290 x 100 x 140 mm | Each | 3
| 15 | 225 x 100 x 60 mm | Each | 1.3
| 16 | 145 x 225 x 140 mm | Each | 3.6
| 17 | 145 x 200 x 140 mm | Each | 3.2
| 18 | Cynder | 1 Cum | 248.4
Supply of ‘AEROCON’ HQ building Blocks & ‘COMFORTILE-Thermal Roof Tile’ (‘Ex-factory price) including all taxes.
A. AEROCON – HQ BUILDING BLOCKS
| 19 | 600 x 200 x 75 mm | Each | 24.8
| 20 | 600 x 200 x 100 mm | Each | 33.5
| 21 | 600 x 200 x 125 mm | Each | 40
| 22 | 600 x 200 x 150 mm | Each | 46.4
| 23 | 600 x 200 x 200 mm | Each | 62.6
| 24 | 600 x 200 x 230 mm | Each | 72.4
B. COMFORTILE -Thermal Roof Tile
| 25 | 300 x 200 x 50 mm | Each | 9.7
Supply & fixing of AEROCON PANELS
| 26 | Supply & fixing of 50mm thick Aerocon sandwich Panels having Tongue and Groove joint for partitions and walls using G.I. Flooring & Ceiling channels, hardware, Labour, transportation, wastages, etc.,as a complete item of work excluding finishings, fittings & fixtures. | Sqm. | 918
| 27 | Supply & fixing of 75mm thick Aerocon sandwich Panels having Tongue & groove joint for partitions And walls using G.I. Flooring & Ceiling channels, hardware, Labour, transportation, wastages, etc.,As a complete item of work Excluding finishings, fittings & fixtures | Sqm. | 1026
AEROCON PANELS
| 28 | 50mm thick x 600mm standard width x 2400mm, 2700mm & 3000mm lengths | Sqm. | 648
| 29 | 75mm thick x 600mm standard width x 2400mm, 2700mm & 3000mm lengths | Sqm. | 864
CUDDAPAH/SHAHABAD STONES
| 30 | Cuddapah/Shahabad slab 40 mm thick and size not less than 0.457 M x 0.457 M | 1 Sqm | 90.7
| 31 | Cuddapah/Shahabad slab 50 mm thick and size not less than 0.457 M x 0.457 M | 1 Sqm | 101.5
Shahabad Stone slab of Tandur 25.4 mm thick
| 32 | White | 10 Sqm | 680.4
| 33 | Blue | 10 Sqm | 734.4
Shahabad Stone slab of Tandur 50.8 mm thick
| 34 | White | 10 Sqm | 777.6
| 35 | Blue | 10 Sqm | 885.6
Polished Shabad stone slab 25.4mm thick (0.457 x 0.457M)
| 36 | White | 10 Sqm | 1323
| 37 | Blue | 10 Sqm | 1674
| 38 | Polished black cuddapah slabs 25.4 mm thick (0.457x 0.457M) | 10 Sqm | 1247.4
| 39 | Polished Bethamcherla white stone 25.4 mm thick (0.254M x0.254M) | 10 Sqm | 3267
| 40 | Polished Bethamcherla colored stone 25.4 mm thick (0.254M x0.254M) | 10 Sqm | 3483
| 41 | High Polished Granite 18 to 20 mm thick up to 8'-00 (2.43 M) other than black | 1Sqm | 1587.6
| 42 | High Polished Granite 16 to 18 mm thick up to 8'-00 (2.43 M) other than black | 1Sqm | 1458
| 43 | High Polished Granite 18 to 20 mm thick up to 8'-00 (2.43 M) black | 1Sqm | 1360.8
| 44 | High Polished Granite 16 to 18 mm thick up to 8'-00 (2.43 M) black | 1Sqm | 1231.2
| 45 | Rounding the edges of cuddapah Slabs and Shahabad stone slabs & Marble slabs including polishing the same. | 1 Rm | 27
| 46 | Rounding the edges of Granite slabs including polishing the same. | 1 Rm | 81
| 47 | Flat nosing to Cuddapah slabs and Shahabad stone slabs 40mm thick | 1 Rm | 3.9
| 48 | Flat nosing to Cuddapah slabs and Shahabad stone slabs 50mm thick | 1 Rm | 4.5
| 49 | Flat nosing to Cuddapah slabs and Shahabad stone slabs 60mm thick | 1 Rm | 5.7
| 50 | Flat nosing to Cuddapah slabs and Shahabad stone slabs 75mm thick | 1 Rm | 6.5
FLOORING SLABS/ TILES
| 51 | Dongari Adanga marble slab polished 18 mm to 20 mm (average ) thick (size 0.457 M x 0.457 M)/ (0.6M x 0.6M) | 1 sqm | 486
| 52 | Dongari Adanga marble slab polished 16 mm to 20 mm (average ) thick (size 0.457 M x 0.457 M)/ (0.6M x 0.6M) | 1 sqm | 432
| 53 | Dongari Adanga marble slab polished 18 mm to 20 mm (average ) thick 0.305 M x 0.305 M | 1 sqm | 405
| 54 | Dongari Adanga marble slab polished 16 mm to 20 mm (average ) thick 0.305 M x 0.305 M | 1 sqm | 351
| 55 | Dongari Adanga marble slab polished 18 mm to 20 mm (average ) thick ( 0.610 M width of any length). | 1 sqm | 648
| 56 | Dongari Adanga marble slab polished 16 mm to 20 mm (average ) thick ( 0.610 M width of any length) | 1 sqm | 594
| 57 | Marble Tiles polished 8 mm thick | 1 sqm | 280.8
| 58 | Cutting marble slabs upt o 50 mm thick by mechanical device. | 1 RM | 5.4
| 59 | Granite stone tiles 8 mm thick ( mirror polished of all shades) | 1 sqm | 604.8
| 60 | Ceramic tiles 7.3mm thick 1st quality of all shades ( as per manufacture specification) | 1 sqm | 324
| 61 | Chequrred Terrazo tiles of 22 mm thick ( Medium shade) 0.254 M x 0.406 M | 1 sqm | 189
| 62 | Chequrred Terrazo tiles of 22 mm thick (Dark shade) 0.254 M x 0.406 M | 1 sqm | 172.8
| 63 | Chequrred Terrazo tiles of 30 mm thick ( Light shade) 0.305 M x 0.305 M | 1 sqm | 172.8
| 64 | Chequrred Terrazo tiles of 30 mm thick (Dark shade) 0.305 M x 0.305 M | 1 sqm | 183.6
| 65 | Chequrred Terrazo tiles of 30 mm thick ( medium shade) 0.305 M x 0.305 M | 1 sqm | 162
| 66 | Decorated white background glazed tiles 200 mm x 152 mm | 1 sqm | 397.4
| 67 | Decorated coloured background glazed tiles 200 mm x 300 mm | 1 sqm | 443.9
| 68 | Fantasy Glazed Tiles size 200mm x152 mm | 1 sqm | 420.1
| 69 | White glazed Tiles of any size Ist quality | 1 sqm | 243
| 70 | Glazed coloured Tiles of any size Ist Quality | 1 sqm | 287.3
| 71 | Precast Terrazo Tiles 20 mm thick ( Medium shade) | 1 sqm | 205.2
| 72 | Precast Terazo Tiles 20 mm thick (dark shade) | 1 Sqm | 199.8
| 73 | Supply & Fixing precast Terrazo Tiles Marbleite in white & colour vains 20 mm thcik | 1 Sqm | 216
| 74 | a) Fixing charges only | 1 Sqm | 17.8
| 75 | b) Polishing charges only | 1 Sqm | 23.8
| 76 | c) Wax polishing charges only. | 1 Sqm | 14.6
| 77 | Supply & Fixing precast Terrazo Tiles Marbleite in white tiles 20 mm thick | 1 Sqm | 167.4
| 78 | a) Fixing charges only | 1 Sqm | 17.8
| 79 | b) Polishing charges only | 1 Sqm | 23.8
| 80 | c) Wax polishing charges only. | 1 Sqm | 14.6
| 81 | Supply & fixing Terrazo tiles 20 mm thick grey tiles | 1 Sqm | 97.2
| 82 | a) Fixing charges only | 1 Sqm | 17.8
| 83 | b) Polishing charges only | 1 Sqm | 23.8
| 84 | c) Wax polishing charges only. | 1 Sqm | 14.6
Supply & fixing of Crazy Marble flooring
| 85 | Marble powder | 1 Kg | 2.1
| 86 | Marble chips | 1 Sqm | 351
| 87 | Mosaic chips | 1 Sqm | 1984
| 88 | Grinding, Polishing, electricity charges | 1 Sqm | 69.7
| 89 | Vitrified polished floor tiles 800x 800x10 mm thickness premium type 1st quality | 1 Sqm | 1220.4
| 90 | Vitrified polished floor tiles 600x 600x 8mm thickness premium colour 1st quality. | 1 Sqm | 864
| 91 | Vitrified polished floor tiles 600x 600x 8mm thickness normal colour 1st quality. | 1 Sqm | 756
| 92 | Vitrified polished floor tiles 400x 400x 7mm thickness normal colour 1st quality. | 1 Sqm | 702
| 93 | Providing Bisazza glass Tiles Group 1 series or equivalent quality 20 x 20x4 mm thick to be aplied on sponge finish using laucratic 290 thin set polymer based adhesive. | 1 Sqm | 1395.4
| 94 | Supplying ART CERAMIC OR EQUIVALENT (GT-C2331,GT-C2341,GT-C2332, GT-C2342, GT--C2333, GT-C2343) tiles of 450mmx450mmx3mm and Fixing with solvent for flooring ideal FOR Shops,Restaurants,,Food Plazas, Interior of Shops, Showrooms, VIP lounges, departmental stores etc., inclusive of cost and conveyance of materials and cost of labour inclusive of all taxes at site and rate for finished item. | 1 Sqm | 1110
| 95 | Labour charges only | 1 Sqm | 32.5
| 96 | Supplying DEEP EMBOSSED OR EQUIVALENT (GE-T0051, GE-T0053, GE-T0054, GE-T0055) tiles of 450mmx450mmx3mm and Fixing with solvent for flooring ideal for Corridors, Stairs, Ramps, Hospitals, Entrance Doors, Shops, departmental stores, Railway coaches, Bus coaches etc., inclusive of cost and conveyance of materials and cost of labour inclusive of all taxes at site and rate for finished item. | 1 Sqm | 1110
| 97 | Labour charges only | 1 Sqm | 32.5
| 98 | Supplying METAL OR EQUIVALENT (GT-M0001, GT-M0002, GT-M0015, GT-M0013,GT-M001, GT-M0016) tiles of 450mmx450mmx3mm and Fixing with solvent for flooring ideal for place of Entertainment, House hold Electrical appliancesshops,Computer rooms, Conference halls etc., inclusive of cost and conveyance of materials and cost of labour inclusive of all taxes at site and rate for finished item. | 1 Sqm | 786
| 99 | Labour charges only | 1 Sqm | 32.5
| 100 | Supplying TERRAZO OR EQUIVALENT (GT-T9221, GT-T9222, GT-T9223, GT-T9224, GT-T9225) tiles of 450mmx450mmx3mm and Fixing with solvent for flooring ideal for Commercial Establishments, Restaurants, Lobbies, showrooms, Departmental stores etc., inclusive of cost and conveyance of materials and cost of labour inclusive of all taxes at site and rate for finished item. | 1 Sqm | 786
| 101 | Labour charges only | 1 Sqm | 32.5
| 102 | Supplying NOBLE OR EQUIVALENT (GT-N2101, GT-N2102, GT-N2103, GTN2104, GT-N2105) tiles of 450mmx450mmx3mm and Fixing with solvent for flooring ideal for Exhibition halls, Lounges, Hotels, Restaurant, Departmental stores etc., inclusive of cost and conveyance of materials and cost of labour inclusive of all taxes at site and rate for finished item. | 1 Sqm | 786
| 103 | Labour charges only | 1 Sqm | 32.5
| 104 | Supplying MARBLE OR EQUIVALENT (GT-M9201, GT-M9202) tiles of 450mmx450mmx3mm and Fixing with solvent for flooring ideal for Commercial establishments, lounges, Hotels, Restaurants, Departmental stores, Lobbies etc., inclusive of cost and conveyance of materials and cost of labour inclusive of all taxes at site and rate for finished item. | 1 Sqm | 786
| 105 | Labour charges only | 1 Sqm | 32.5
| 106 | Supplying ABSTRACT OR EQUIVALENT (GT-A-9308, GTA-9309, GTA9301, GTA9302, GTA9304,GTA8305,GTA-9305, GTA8309) tiles of 450mmx450mmx3mm and Fixing with solvent for flooring ideal for Office corridors,, Hospitals, shops, Departmental stores etc., inclusive of cost and conveyance of materials and cost of labour inclusive of all taxes at site and rate for finished item. | 1 Sqm | 786
| 107 | Labour charges only | 1 Sqm | 32.5
| 108 | Supplying OA OR EQUIVALENT (GO-A9701) tiles of 450mmx450mmx3mm and Fixing with solvent for flooring ideal for Office, Computer rooms, Banks, Public facilities, Research centres etc., inclusive of cost and conveyance of materials and cost of labour inclusive of all taxes at site and rate for finished item. | 1 Sqm | 786
| 109 | Labour charges only | 1 Sqm | 32.5
| 110 | Supplying CARPET OR EQUIVALENT (GT-E9701, GT-E9702, GT-E9703, GT-E9711,GT-E9707, GT-E9708, GT-E9709, GT-E9710, GT-E9712, GT-E9713) tiles of 450mmx450mmx3mm and Fixing with solvent for flooring ideal for Office, Lobbies, Showrooms, Various Sles facilities and VIP lounges etc., inclusive of cost and conveyance of materials and cost of labour inclusive of all taxes at site and rate for finished item. | 1 Sqm | 786
| 111 | Labour charges only | 1 Sqm | 32.5
| 112 | Supplying SOLID OR EQUIVALENT (GT-S9901, GT-S9906) tiles of 450mmx450mmx3mm and Fixing with solvent for flooring ideal for Lounges,Sales outlets, VIP rooms etc., inclusive of cost and conveyance of materials and cost of labour inclusive of all taxes at site and rate for finished item. | 1 Sqm | 786
| 113 | Labour charges only | 1 Sqm | 32.5
| 114 | Supplying CODI WOOD OR EQUIVALENT (CW 9925-CHERRY, CW 9942 -OAK, CW 9952-BIRCH, CW 9922- CHERRY) tiles of 450mmx450mmx3mm and Fixing with solvent for flooring ideal for Lounges, Hotels, Exhibition,Departmental stores, VIP rooms etc., inclusive of cost and conveyance of materials and cost of labour inclusive of all taxes at site and rate for finished item. | 1 Sqm | 786
| 115 | Labour charges only | 1 Sqm | 32.5
| 116 | Supplying WOOD CLASSIC OR EQUIVALENT (GWTC-9833, GWTC-9831, GTWC-9832, GTWC-9834, GTWC-9835, GTWC-9836, GTWC-9837) tiles of 450mmx450mmx3mm and Fixing with solvent for flooring ideal for Cafeterias, Restaurant, Clubs, Various shops, Stair case etc., inclusive of cost and conveyance of materials and cost of labour inclusive of all taxes at site and rate for finished item. | 1 Sqm | 1110
| 117 | Labour charges only | 1 Sqm | 32.5
| 118 | Supplying WOOD ANTIQUE OR EQUIVALENT (GWTA-8452-OAK, GTWA-9403-OAK, GTWA-9417-OAK, GTWA-9410CHERRY, GTWA-9402-MAPLE, GTWA-9411-ALDER, GTWA-0403-CHERRY, GTWA-9416-OAK, GTWA-0405 &0404 WALNUT) tiles of 450mmx450mmx3mm and Fixing with solvent for flooring ideal for Offices, Conference rooms, Living rooms, Kitchens, Sales outlets, Departmental stores,Dance floors etc., inclusive of cost and conveyance of materials and cost of labour inclusive of all taxes at site and rate for finished item. | 1 Sqm | 786
| 119 | Labour charges only | 1 Sqm | 32.5
| 120 | Supplying DELUXE TILE OR EQUIVALENT (NGX1117, NGX-1101, NGX-1104, NGX-1102, NGX-1109, NGX-1107, NGX-1108, NGX-1105, NGX-1110, NGX-81933, NGX-1106, NGX-1197, NGX-81899, NGX-81918, NGX-1118, NGX-81945) tiles of 450mmx450mmx3mm and Fixing with solvent for flooring ideal for low, medium and high traffic areas etc., inclusive of cost and conveyance of materials and cost of labour inclusive of all taxes at site and rate for finished item. | 1 Sqm | 463
| 121 | Labour charges only | 1 Sqm | 32.5
(C ) TIMBER AND ROOFING MATERIALS
TEAK WOOD
| 122 | Teak wood scantlings below 2 meters First class | 1 cum | 56160
| 123 | Teak wood scantlings below 2 meters Second class | 1 cum | 45360
| 124 | Teak wood scantlings above 2 meters First class | 1 cum | 58320
| 125 | Teak wood scantlings above 2 meters Second class | 1 cum | 47520
| 126 | Teak wood planks of all sizes First Class | 1 cum | 61560
| 127 | Teak wood Planks of all sizes second class. | 1 cum | 50760
| 128 | Burma Teak Wood Scantlings below 2 meters | 1 cum | 66960
| 129 | Burma Teak wod Scantings above 2 meters | 1 cum | 69411.6
| 130 | Burma Teak wood planks 0.150 M to 1 m | 1 cum | 83916
| 131 | Assam Teak Wood frames | 1 cum | 24786
| 132 | Assam Teak Wood Planks | 1 cum | 30240
| 133 | Sal Wood Frames | 1 cum | 24786
| 134 | Sal Wood Planks | 1 cum | 30240
| 135 | Corrugalated Galvanized iron sheets (1 mm thickness) | 1 Sqm | 198.7
| 136 | Plain Galvanized Iron sheets | 1 Sqm | 130.7
| 137 | Country Nails | 1 Kg | 22.7
| 138 | Wire Nails | 1 Kg | 22.7
| 139 | Labour charges for petty Iron work for truss straps etc., wrought & plut up (lahour only) | 1 Kg | 6.5
| 140 | labour for fabrication of reinforcement including bending and placing at site in position including cost of binding wire | 1 Kg | 4.3
Galvanized Steel Barbed wire
| 141 | I.O.A. 12 Gauge | 1 Kg | 23.8
| 142 | I.O.A. 14 Gauge | 1 Kg | 22.7
| 143 | Supply & fixing of Rolling shutter made of 80 x 1.25 mm machine rolled laths (rate includes top cover bearings, and locking arrangements etc. ) | 1 Sqm | 1296
| 144 | Supplying & fixing collapsable steel shutters with verticle, double channel of 20 x10x2 mm of 100 mm center Bracers with flat iron 40x40x6 mm with 38 mm dia steel plully with all fixtures and furniture as per special spn. 1105 | 1 Sqm | 1080
(D) DOOR FITTINGS
1) TOWR BOLTS AS PER IS 204
BRASS
| 145 | 100 mm Long | Each | 42.1
| 146 | 150 mm Long | Each | 62.6
| 147 | 200 mm Long | Each | 84.2
| 148 | 250 mm Long | Each | 104.8
| 149 | 300 mm Long | Each | 128.5
ALLUMINIUM
| 150 | 75 MM Long | Each | 29.2
| 151 | 100 mm Long | Each | 34.6
| 152 | 150 mm Long | Each | 42.1
| 153 | 200 mm Long | Each | 52.9
| 154 | 250 mm Long | Each | 62.6
| 155 | 300 mm Long | Each | 73.4
MILD STEEL (POWDER COATED)
| 156 | 100 mm Long | Each | 10.8
| 157 | 150 mm Long | Each | 16.2
| 158 | 200 mm Long | Each | 22.7
| 159 | 250 mm Long | Each | 31.3
| 160 | 300 mm Long | Each | 38.9
2) BUTT HINGES AS PER IS : 205
BRASS
| 161 | 75 MM Long | Each | 18.4
| 162 | 100 mm Long | Each | 58.3
| 163 | 125 mm Long | Each | 70.2
| 164 | 150 mm Long | Each | 92.9
ALLUMINIUM
| 165 | 75 MM Long | Each | 41
| 166 | 100 mm Long | Each | 49.7
| 167 | 125 mm Long | Each | 58.3
| 168 | 150 mm Long | Each | 58.3
MILD STEEL (POWDER COATED)
| 169 | 75 mm Long | Each | 5.4
| 170 | 100 mm Long | Each | 9.7
| 171 | 125 mm Long | Each | 14
| 172 | 150 mm Long | Each | 19.4
3) DOOR HANDLES AS PER IS:208
ALLUMINIUM
| 173 | 75 mm Long | Each | 27
| 174 | 100 mm Long | Each | 31.3
| 175 | 125 mm Long | Each | 46.4
| 176 | 150 mm Long | Each | 51.8
MILD STEEL (POWDER COATED)
| 177 | 125 mm Long | Each | 14
| 178 | 150 mm Long | Each | 20.5
ALDROPS AS PER IS:2681
BRASS
| 179 | 300 mm long | Each | 379.1
ALLUMINIUM
| 180 | 200 mm long | Each | 122
| 181 | 250 mm long | Each | 145.8
| 182 | 300 mm long | Each | 157.7
MILD STEEL (POWDER COATED)
| 183 | 200 mm long | Each | 48.6
| 184 | 250 mm long | Each | 63.7
| 185 | 300 mm long | Each | 75.6
5)FLAT LATCHES
BRASS
| 186 | Door Stopers | Each | 75.6
| 187 | Windows Stay | Each | 86.4
ALLUMINIUM
| 188 | 200 mm long | Each | 58.3
| 189 | 250 mm long | Each | 67
| 190 | 300 mm long | Each | 70.2
MILD STEEL (POWDER COATED)
| 191 | 250 mm long | Each | 23.8
| 192 | 300 mm long | Each | 30.2
| 193 | Door Stopers | Each | 20.5
| 194 | Supply & fixing droppery rods (25.4 mm) 1" x 21 G Powder coated with PVC rings | Rft | 16.2
| 195 | Supply & fixing droppery bracket - brass powder coated | pair | 189
| 196 | Brass Aldrop heavy duty 350 mm | Each | 729
| 197 | Brass Aldrop heavy duty 450 mm | Each | 1037.9
| 198 | Alluminium Aldrop 350 mm ISI marked IS 204 | Each | 198.7
| 199 | Alluminium Aldrop 450 mm ISI marked IS 204 | Each | 251.6
| 200 | Delux window stay alluminium | Each | 54
| 201 | Heavy duty alluminium Door stopper | Each | 22.7
| 202 | Brass fancy handles 150 mm | Each | 128.5
| 203 | Brass fancy handles 200 mm | Each | 175
| 204 | Brass fancy handles 250 mm | Each | 315.4
| 205 | Brass fancy handles 300 mm | Each | 402.8
| 206 | Brass fancy handles 450 mm | Each | 629.6
| 207 | Door closer automatic hyper brand IS 3564 | Each | 527
| 208 | Double action brass plate floor spring Hyper brand IS 6315 | Each | 727.9
| 209 | Floor spring Ist Quality for Aluminium door | Each | 1283
| 210 | Heavy duty mortice lock 6/7 levers with PC or CP handles complete set | Each | 326.2
| 211 | Heavy duty mortice lock 6/7 levers with brass heavy handles | Each | 1137.2
| 212 | Brass latch heavy 300 mm | Each | 238.7
| 213 | Brass latch heavy 350 mm | Each | 274.3
| 214 | Brass latch heavy 450 mm | Each | 361.8
| 215 | Friction stay hinges for windows | Each | 48.6
| 216 | Keyless lockset for toilet with CP or PC handles (complete set) | Each | 140.4
| 217 | Keyless lock set for toilet with brass handles | Each | 373.7
(E) MISCELLANEOUS ITEMS
| 218 | Alluminium sheet 24 Gauge | 1 Sqm | 180.4
Alluminium strips
| 219 | Alluminium Strip 40 mm wide and 2 mm thick | 1 Kg. | 125.3
| 220 | Alluminium plain strip edging 38x12x3 mm | Metre | 40
| 221 | Alluminium plain strip edging 57x12x3 mm | Metre | 57.2
| 222 | Alluminium strips 10 mm | 1 Kg. | 113.4
| 223 | Alluminium Strips 25 mm | 1 Kg. | 113.4
| 224 | Alluminium Stips 38 mm wide and 1.6 mm thick. | 1 Kg. | 113.4
| 225 | 7.5mm thick Alluminium Grill (as approved by the department) 3.58 Kg/Sq.m. | 1 Sqm | 664.2
| 226 | Supply & fixing MS/CI grills of any design | 1 Kg. | 32.4
| 227 | Mastic pad 2'0 " x 4'0" (0.60M x 1.2M) of 1" (25.4 mm ) thick | 1 Sqm | 530.3
| 228 | Mastic pad 2'0 " x 4'0" (0.60M x 1.2M) of 1/2" (12.7 mm ) thick | 1 Sqm | 303.5
| 229 | Expanded metal Jally 3/4" (19.05 mm ) size | 1 Sqm | 82.1
| 230 | GI (M.S) fly proof wire mesth 16 x 20 guage | 1 Sqm | 111.2
| 231 | SS fly proof mesh | 1 Sqm | 270
| 232 | Chain link mesh 8 guage 2" x2" (50.8 mm x 50.8 mm) | 1 Sqm | 128.5
| 233 | Chain link mesh 8 guage 3" x 3" (76.2 mm x 76.2 mm) | 1 Sqm | 87.5
| 234 | Chain link mesh 8 guage 4"x4" (101.6 mm x 101.6 mm) | 1 Sqm | 74.5
| 235 | Rabbit wire mesh (chicken mesh) | 1 Sqm | 8.6
| 236 | Providing Tarfelting roof repairs duly applying one coat of appropriate grade of bitumen in hot condition @ 1.2 Kg/1Sqm of roof area, fixing tarfelt (Manufactures to IS 1322/1972 specification), applying second coat of appropriate grade of hot bitumen at 1.20 Kg/1Sqm of roof area and spreading course aggregate (sand ) at 0.063 cum per 1 Sqm of roof area finished item including all taxes. | 1 Sqm | 113.4
| 237 | ROOFSHIELD-1500 OR EQUIVALENT (1.50 mm thickness, 2.25Kg per Sq.Mt and 20 X1 Mtr. roll with a center core of 90 micron thickness HMHDPE film) Water Proofing Membrane.A) apply one coat of Butiminous Emulsion, first coat of bituminous grade 85/25, fix "ROOFSHIELD-1500 OR EQUIVALENT" water proofing membrane, apply second coat of Bitumen grade 90/15 after sealing all the joints and abutments with a Gas torch and apply one coat of BITUMINOUS ALUMINIUM PAINT for heat resistance for finished item including all taxes | 1 Sqm. | 175
| 238 | Supply, laying & fixing of 60mm thick cement Mosaic reflective concrete pavers from "Super decorative floorings" make of grade M-40 and above including labour charges, loading & unloading, laying to desired lines and levels complete. However cement, sand, water, electricity etc shall be provided by you free of cost at site. | 1 Sqm. | 581
| 239 | Supply, laying & fixing of 30mm thick cement Mosaic reflective concrete pavers from "Super decorative floorings" make of grade M-40 and above including labour charges, loading & unloading, laying to desired lines and levels complete. However cement, sand, water, electricity etc shall be provided by you free of cost at site. | 1 Sqm. | 522.7
WATER PROOFING & CONSTRUCTION CHEMICALS AND EPOXIES
Any company make As per I.SI. Standards, First Quality Rate (exfactory ) including all taxes
A) Concrete Admixtures and Plasticisers
Conflow SNP1 or Equivalent
| 240 | Pack size 1 litre | 1 litre | 38.6
Conflow SNP20 or Equivalent
| 241 | Pack size 1 litre | 1 litre | 48.6
Conflow SNPA or Equivalent
| 242 | Pack size 1 litre | 1 litre | 63.4
B) Super Plasticisers
Conflow SNS I OR EQUIVALENT.
| 243 | Pack size 1 Ltr | Ltr | 48.6
Conflow SNS 2 OR EQUIVALENT.
| 244 | Pack size 1 Ltr | Ltr | 48.6
Accelerating Plasticisers
Conflow SNA OR EQUIVALENT.
| 245 | Pack size 1 Ltr | Ltr | 60.5
Retarding Plasticisers
Conflow SNR OR EQUIVALENT.
| 246 | Pack size 1 Ltr | Ltr | 38.6
Air Entraining Agents
Conflow SNE OR EQUIVALENT.
| 247 | Pack size 1 Ltr | Ltr | 38.6
Retarding super Plasticisers
Conflow SNS3 SPL OR EQUIVALENT
| 248 | Pack size 1 Ltr | Ltr | 48.6
Conflow SNS3 OR EQUIVALENT
| 249 | Pack size 1 Ltr | Ltr | 63.4
Mortar Plasticisers
Morflow SN1 OR EQUIVALENT
| 250 | Pack size 1 Ltr | Ltr | 18.4
Integral Water Proofing compounds
Conflow SNW1 OR EQUIVALENT
| 251 | Pack size 1 Ltr | Ltr | 56
Conflow SNW2 OR EQUIVALENT
| 252 | Pack size 25 Kg | Kg | 8.3
| 253 | Pack size 750 Gms | Pack | 10.2
Block Admixtures
Conflow SNB OR EQUIVALENT
| 254 | Pack size 1 Ltr | Ltr | 19.3
Sprayed Concrete Accelerators
Shotset SN1 OR EQUIVALENT
| 255 | pack size 250 Kg. | Kg | 19.3
B) Concrete surface Treatments curing compounds
CURAID SN1 OR EQUIVALENT
| 256 | Pack size 1 Ltr | Ltr | 48.6
CURAID SN2 OR EQUIVALENT
| 257 | Pack size 1 Ltr | Ltr | 50.5
Formwork & Mould Treatment
Shutterol SNU OR EQUIVALENT
| 258 | Pack size 1 Ltr | Ltr | 48.7
Cleaning Agents
Uniklen SN1 OR EQUIVALENT
| 259 | Pack size 1 Ltr | Ltr | 20.2
Uniklen SN2 OR EQUIVALENT
| 260 | Pack size 1 Ltr | Ltr | 45
Uniklen SN3 OR EQUIVALENT
| 261 | Pack size 1 Ltr | Ltr | 107.5
C)Free flow - Non shrink Grounts
Pre – Packed Cementitious Grouts
Expacrete SN 50 OR EQUIVALENT
| 262 | Pack size 25 Kg | Kg | 8.3
Expacrete SN 70 OR EQUIVALENT
| 263 | Pack size 25 Kg | Kg | 10.2
Expacrete SN 90 OR EQUIVALENT
| 264 | Pack size 25 Kg | Kg | 15.7
Expacem SN 2 OR EQUIVALENT
| 265 | Pack size 250 gm | pack | 23.8
Epoxy Resin Grouts
Expacrete SNE 1 OR EQUIVALENT
| 266 | Pack size 1 Kg | Kg | 510.3
Expacrete SNE 3 OR EQUIVALENT
| 267 | Pack size 15 Kg | pack | 1944
Polyster Resin Grouts
Anchrset SN1 OR EQUIVALENT
| 268 | Pack size 1 Kg | pack | 121.5
Anchrset SN2 OR EQUIVALENT
| 269 | Pack size 10 Kg | pack | 1142.1
D) Industrial Flooring systems
Floor Hardeners
Flortop SNC OR EQUIVALENT
| 270 | pack size 25 Kg | Kg | 19.3
Floor top SNS OR EQUIVALENT
| 271 | Pack size 25 Kg. | Kg | 11.9
Expoxy Floor coating & protective coatings
Procoat SNF or Equivalent
| 272 | Pack size 1 Kg | Pack | 403.4
Procoat SNS or Equivalent
| 273 | Pack size 1 Kg | Pack | 335.3
Essenputty SNE or Equivalent
| 274 | pack size 1 Kg | Pack | 204.1
Procoat SNZ or Equivalent
| 275 | Pack size 1 Ltr | Pack | 486
Procoat SNL or Equivalent
| 276 | Pack size 2.5 Kg. | Pack | 704.7
Epoxy Self Levelling (Flooring system)
Flortop SNSL or Equivalent
| 277 | Pack size 14 Kg | Pack | 2818.8
Flortop SNSL (SPL) or Equivalent
| 278 | Pack size 14 Kg | Pack | 2148.1
Heavy Duty Epoxy Base (Flooring system)
Flortop SNM or Equivalent
| 279 | Pack size 16 Kg | Pack | 1142.1
Flortop SNFM or Equivalent
| 280 | Pack size 16 Kg | Pack | 874.8
Epoxy resin primer
Florcoat SNP or Equivalent
| 281 | Pack size 1 Kg | Pack | 486
Procoat SNC or Equivalent
| 282 | pack size 3 Kg | Pack | 806.8
Procoat SNP or Equivalent
| 283 | pack size 1 Kg | Pack | 470.9
Procoat SNP2 or Equivalent
| 284 | pack size 3 Kg | Pack | 845.6
E) Repair Products
Repcrete SNC or Equivalent
| 285 | Pack size 25 Kg | Kg | 11.9
Repcrete SNE1 or Equivalent
| 286 | Pack size 16 kg | Pack | 1341.4
Repcrete SNW Primer or Equivalent
| 287 | Pack size 1 Kg | Pack | 670.7
Repcrete SNW Mortor or Equivalent
| 288 | Pack size 1 Kg | Pack | 189.5
Uniplug SN or Equivalent
| 289 | pack size 5 Kg | Kg | 25.7
F) Water Proffing Systems
Aquacoat SNF or Equivalent
| 290 | Pack size 15+5 Kg | Pack | 1477.4
Water Repellants
Aquarepel SN1 or Equivalent
| 291 | Pack size 1 Ltr | Ltr | 45.9
G) Adhesive Tile Adhesives
Tilegrip SNU or Equivalent
| 292 | Pack size 15 Kg | Kg | 15.7
Bonding Adhesives
Conbond SNA or Equivalent
| 293 | Pack size 1 Ltr | Ltr | 204.1
Conbond SNE or Equivalent
| 294 | Pack size 1 Kg | Pack | 558.9
Note: Literature for usage / application of above construction /water proofing materials, epoxies etc, will be obtained from manufacturers.
BITUMINOUS HOT SEALING COMPOUND
| 295 | Grade 'A' I.S.I excluding 16 % Tax | 1 Kg | 17.3
| 296 | Bitumen solution primer of aproved quality excluding 16 % tax | 1 Kg | 28.1
| 297 | Tar Felt Type - 2 Grade - 1 | 1 sqm | 50.8
GLASS
| 298 | Plain Glass 4 mm thick | 1 sqm | 189
| 299 | Plain Glass 5 mm thick | 1 sqm | 259.2
| 300 | Tinted Glass 4 mm thick | 1 sqm | 356.4
| 301 | Tinted Glass 5 mm thick | 1 sqm | 475.2
| 302 | Pin headed Glass 4 mm thick | 1 sqm | 172.8
| 303 | Ground Glass 4 mm thick | 1 sqm | 248.4
| 304 | Ground Glass 5 mm thick | 1 sqm | 324
JALI (CEMENT CONCRETE)
| 305 | 25 mm thick | 1 sqm | 91.8
| 306 | 40 mm thick | 1 sqm | 118.8
| 307 | 50 mm thick | 1 sqm | 162
BRUSHES
| 308 | Wire Brush | Each | 21.6
| 309 | Soft Brush | Each | 97.2
DISTEMPERS
| 310 | Dry Powder Distemper | 1 Kg | 21.6
| 311 | Oil Bound Washable Distemper | 1 Kg | 54
POLISH
| 312 | French Spirit Polish | 1 Ltr | 97.2
| 313 | Wax Polish (Ready made) | 1 Kg | 194.4
| 314 | Putty for steel work | 1 Kg | 14
| 315 | Putty for wood work | 1 Kg | 30.2
| 316 | Malamine Polish including cost & labour charges | 1Sqm | 297
PAINTS (CONFORMING TO I.S.I)
| 317 | Alluminium paint Ist Grade | 1 Ltr | 194.4
| 318 | Anti Corrosive bitumen paint (Black ) grade1 | 1 Ltr | 297
| 319 | Red Oxide Primer Paint Grade -1 | 1 Ltr | 70.2
| 320 | Red Oxide Primer Paint Grade – II | 1 Ltr | 54
| 321 | Synthetic Enamel paints in all shades Grade - I | 1 Ltr | 135
| 322 | Synthetic Enamel paints in all shades Grade - II | 1 Ltr | 97.2
| 323 | Plastic Emulsion Paint Grade – I | 1 Ltr | 216
| 324 | Water proof Cement paint of Superior Quality | 1 Kg | 29.2
| 325 | White Lead | 1 Kg | 56.2
| 326 | Marble Powder | 1 Kg | 14
| 327 | Cement primer Grade –I | 1 Kg | 70.2
| 328 | Cement primer Grade –II | 1 Kg | 54
| 329 | Impervios Water Proofing compound | 1 Kg | 18.4
| 330 | Fevicol/Wood adhesive compound | 1 Kg | 118.8
| 331 | Wood Primer | 1 Ltr | 97.2
| 332 | Oil bound Distemper Primer. | 1 Ltr | 54
| 333 | Supplying and finishing (Altek or equivalent brand) to interior faces of new walls and ceiling of approved colour as per manufacturers specification including cost and conveyance of materials to site and labour charges such as preparing the wall, applying primary coat etc, complete for finished item of work. | 1 Sqm | 70.2
| 334 | Altek paint | 25 Kg | 313.2
| 335 | Trump | 1 Ltr | 129.6
| 336 | Snowcem or equivalent quality | 25 Kg | 864
| 337 | Surya Cem or equivalent quality | 25 Kg | 162
| 338 | a).Unitek Fine Grade or equivalent brand | 25kg | 259.2
|  | b).Supply and finishing of Unitek fine Grade or | 1 sqm | 99.4
equivalent brand t with superfine grade to interior
faces of new walls and ceiling of approved colour as
per manufacturers specification including cost and
conveyance of materials to site and labour charges
such as preparing the wall, applying the primary
coat etc., complete for finished item of work
| 339 | Unitek Superfine Grade or equivalent brand | 25kg | 280.8
| 340 | Supply and finishing of Unitek Superfine Grade or equivalent brand to interior faces of new walls and ceiling of approved colour as per manufacturers specification including cost and conveyance of materials to site and labour charges such as preparing the wall, applying the primary coat etc., complete for finished item of work | 1sqm. | 70.2
| 341 | Unitek Granito Grade or equivalent brand | 1kg | 1296
| 342 | Unitek Granito Grade or equivalent brand | 5kg | 6318
| 343 | Unitek Granito Grade or equivalent brand | 20kg | 25110
| 344 | Supply and finishing of Unitek Granito Grade or equivalent brand to interior faces of new walls and ceiling of approved colour as per manufacturers specification including cost and conveyance of materials to site and labour charges such as preparing the wall, applying the primary coat etc., complete for finished item of work | 1sqm. | 1274.4
| 345 | a).Unitek Superfine (Water resistant )Grade or | 25kg | 810
equivalent brand
|  | b).Supply and finishing of Unitek Superfine(Water | 1 sqm. | 135
resistant)Grade or equivalent brand to interior and
exterior faces of new walls and ceiling of approved
colour as per manufacturers specifications
including cost and conveyance of materials to site
and labour charges such as preparing the
wall,applying the primary coat etc.,complete for
finished item of work.
| 346 | Unitek Orient Grade or equivalent brand | 25kg | 1058.4
| 347 | Supply and finishing of Unitek Orient Grade or equivalent brand to interior and exterior faces of new walls and ceiling of approved colour as per manufacturers specification including cost and conveyance of materials to site and labour charges such as preparing the wall, applying the primary coat etc., complete for finished item of work | 1sqm. | 194.4
| 348 | Unitek Antico Grade or equivalent brand | 25kg | 1123.2
| 349 | Supply and finishing of Unitek Antico Grade or equivalent brand to interior and exterior faces of new walls and ceiling of approved colour as per manufacturers specification including cost and conveyance of materials to site and labour charges such as preparing the wall, applying the primary coat etc., complete for finished item of work | 1Sqm. | 178.2
| 350 | Supply & Application of Two Coats of Alltek Super Fine, One Coat of Alltek Water Based Cement Primer & Two Coats of Alltek Flora (Plastic Emulsion Paint) | 1 Sqm. | 97
| 351 | Supply & Application of Two Coats of Alltek Super Fine, One Coat of Alltek Water Based Cement Primer & Two Coats of Delight (Acrylic Washable Distemper) | 1 Sqm. | 81
| 352 | Supply & Application One Coat of Alltek Water Based Cement Primer & Two Coats of Alltek Harmony (Acrylic Emulsion Paint Extr. Grade). | 1 Sqm. | 86
| 353 | Supply & Application of One Coat of Alltek Water Based Cement Primer & Two Coats of Alltek Alltimate (100% Pure Acrylic Emulsion Paint) | 1 Sqm. | 118
ANTI TERMITE TREATMENT TO OLD & EXISTING BUILDINGS
| 354 | Providing post construction anti termite treatment to drilling 1/2 inch dia., holes in 12mm depth at the edges of wall floor junction every foot apart and pouring anti termite chemical (Chloriphriphos 20% E.C / Lindine - 20 % E.C. ) with a hand operator pressure pump until refusal or to a maximum of one litre per hole. Holes will sealed with cement motor after treatment and providing spraying and injenction termiticides fro treating and applying doors, windows, frames, removing , crusting treating with preventive chemicals ( the plinth area of the building each floor shall be taken for purpose of payment) finished item including all costs, conveyances and all taxes. | 1 Sqm. | 118
| 355 | Providing pre construction anti termite treatment for new buildings:Providing, applying and Injecting for pre construction anti termite treatment to wall tenches bottom excavation, foundations, vertical walls, top surface of plinth filling wall and floor junctions, joints, conduits and external perimeter of the building (Chloriphriphos 20% E.C / Lindine - 20 % E.C. ) with a hand operator pressure pump at applicable areas as per site condition in various stages as per IS: 6313, the plinth area of the building each floor shall be taken for purpose of payment and finished item including all costs, conveyances and all taxes. | 1 Sqm. | 133
| 356 | Vinycide, Matt finish plastic emulsion Artilin Anti Insect paint OR EQUIVALENT for interior walls and ceilings, which will be applied on cement plastered surface, brick, old matt finish paints adhering to the substrate, wood etc., washable finished item . | 1 Sqm. | 226
| 357 | Kremasoie INS, Semi gloss finish Artilin Anti Insect paint OR EQUIVALENT for interior and exterior surfaces, which will be applied on cement plastered surface, brick, old matt finish paints adhering to the substrate, wood, wood products, plasttic products, tiles, glass texttile covering etc., washable finished item . | 1 Sqm. | 262
| 358 | Kremacryl, Matt finish Artilin Anti Insect paint OR EQUIVALENT for interior and exterior, which will be applied on cement plastered surface, brick, old matt finish paints adhering to the substrate, wood etc., washable finished item . | 1 Sqm. | 287
| 359 | Vernis 107, Semi gloss finish transparent Artilin Anti Insect Varnish OR EQUIVALENT for wood work, works against wood borers and termites also for interiors only, which will be applied on wooden surfaces, steel surfaces and tiles, washable finished item . | 1 Sqm. | 262
| 360 | Kermasoie Fongicide, Semi gloss finish Artilin Anti Fungus paint OR EQUIVALENT for inreriors and exteriors which will be applied on cement plastered surface, brick, old Matt finish paints adhering to the substrate,wood and wood products, plaster products, tiles and glass texttile covering etc., washable finished item . | 1 Sqm. | 237
| 361 | Kermasoie INS& Fong, Semi gloss finish acrylic Artilin Anti Insect and Anti Fungus paint OR EQUIVALENT for inreriors and exteriors which will be applied on cement plastered surface, brick, old Matt finish paints adhering to the substrate,wood and wood products, plaster products, tiles and glass texttile covering etc., washable finished item . | 1 Sqm. | 292
| 362 | Bactesoie, Semi gloss finish Artilin bactericidal and fungicidal paint OR EQUIVALENT for inreriors only which will be applied on cement plastered surface, brick, old Matt finish paints adhering to the substrate,wood and wood products, plaster products, tiles and glass texttile covering etc., washable finished item . | 1 Sqm. | 320
Prelaminated particle Board
(One side choice colour and other side balancing white lamination)
A EXTERIOR (GRADE-I)
| 363 | 9 mm thick | 1 Sqm | 567
| 364 | 12 mm thick | 1 Sqm | 626.4
| 365 | 18 mm thick | 1 Sqm | 756
| 366 | 25 mm thick | 1 Sqm | 816.5
B. REGULAR (GRADE -II)
| 367 | 9 mm thick | 1 Sqm | 489.2
| 368 | 12 mm thick | 1 Sqm | 542.2
| 369 | 18 mm thick | 1 Sqm | 614.5
| 370 | 25 mm thick | 1 Sqm | 722.5
Prelaminated particle Board
(Both sides choice colour of same shade)
C. EXTERIOR (GRADE –I)
| 371 | 9 mm thick | 1 Sqm | 659.9
| 372 | 12 mm thick | 1 Sqm | 723.6
| 373 | 18 mm thick | 1 Sqm | 877
| 374 | 25 mm thick | 1 Sqm | 950.4
D. REGULAR (GRADE - II)
| 375 | 9 mm thick | 1 Sqm | 565.9
| 376 | 12 mm thick | 1 Sqm | 618.8
| 377 | 18 mm thick | 1 Sqm | 705.2
| 378 | 25 mm thick | 1 Sqm | 803.5
Particle Board (Exterior Grade ) (Bhutan or Equivalent)
A. Plain Particle Board
| 379 | 8 mm thick | 1 Sqm | 208.4
| 380 | 12 mm thick | 1 Sqm | 232.2
| 381 | 18 mm thick | 1 Sqm | 303.5
| 382 | 21.4 mm thick | 1 Sqm | 356.4
| 383 | 25 mm thick | 1 Sqm | 403.9
| 384 | 35 mm thick | 1 Sqm | 659.9
Melamine Faced prelaminated
B. Particle Board (Single Deco)
| 385 | 8 mm thick | 1 Sqm | 432
| 386 | 12 mm thick | 1 Sqm | 489.2
| 387 | 18 mm thick | 1 Sqm | 567
| 388 | 25 mm thick | 1 Sqm | 642.6
| 389 | 35 mm thick | 1 Sqm | 1069.2
Melamine Faced prelaminated
C. Particle Board (Twin Deco)
| 390 | 8 mm thick | 1 Sqm | 496.8
| 391 | 12 mm thick | 1 Sqm | 567
| 392 | 18 mm thick | 1 Sqm | 656.6
| 393 | 25 mm thick | 1 Sqm | 726.8
| 394 | 35 mm thick | 1 Sqm | 1366.2
Particle Board (Interior Grade)(Bhutan or Equivalent)
A. Plain Particle Board
| 395 | 6 mm thick | 1 Sqm | 166.3
| 396 | 8 mm thick | 1 Sqm | 178.2
| 397 | 10 mm thick | 1 Sqm | 196.6
| 398 | 12 mm thick | 1 Sqm | 208.4
| 399 | 18 mm thick | 1 Sqm | 256
| 400 | 21.4 mm thick | 1 Sqm | 303.5
| 401 | 25 mm thick | 1 Sqm | 320.8
| 402 | 35 mm thick | 1 Sqm | 558.4
Melamine Faced Prelaminated
B. Particle Board (Singel Deco)
| 403 | 8 mm thick | 1 Sqm | 380.2
| 404 | 10 mm thick | 1 Sqm | 402.8
| 405 | 12 mm thick | 1 Sqm | 425.5
| 406 | 18 mm thick | 1 Sqm | 489.2
| 407 | 25 mm thick | 1 Sqm | 553
Melamine Faced prelaminated
C. Particle Board (Twin Deco)
| 408 | 8 mm thick | 1 Sqm | 434.2
| 409 | 10 mm thick | 1 Sqm | 475.2
| 410 | 12 mm thick | 1 Sqm | 492.5
| 411 | 18 mm thick | 1 Sqm | 563.8
| 412 | 25 mm thick | 1 Sqm | 619.9
NATURAL COLOUR INSULATING BOARD
| 413 | 12 mm thick | 1 Sqm | 160.9
| 414 | 18 mm thick | 1 Sqm | 237.6
| 415 | 25 mm thick | 1 Sqm | 302.4
WHITE FACE INSULATING BOARD
| 416 | 12 mm thick | 1 Sqm | 196.6
| 417 | 18 mm thick | 1 Sqm | 279.7
| 418 | 25 mm thick | 1 Sqm | 249.5
| 419 | Extra for venered particle Board with commercial venerrring on both sides. | 1 Sqm | 95
| 420 | Venering on both sides with one side teak venered and other side commercial venered | 1 Sqm | 202
| 421 | Teak venering on both sides | 1Sqm | 315.4
| 422 | Particle Board 12 mm thick (Three Layer) | 1 Sqm | 249.5
PANELS
Plain particle Board (PPB) (Interioir Grade)
| 423 | 9 mm thick | 1 Sqm | 205.2
| 424 | 12 mm thick | 1Sqm | 227.9
| 425 | 15 mm thick | 1 Sqm | 258.1
| 426 | 18 mm thick | 1Sqm | 285.1
| 427 | 21.4 mm thick | 1 Sqm | 324
| 428 | 25 mm thick | 1Sqm | 343.4
Plain particle Board (PPB) (Exterior Grade)
| 429 | 9 mm thick | 1 Sqm | 273.2
| 430 | 12 mm thick | 1Sqm | 295.9
| 431 | 15 mm thick | 1 Sqm | 353.2
| 432 | 18 mm thick | 1Sqm | 385.6
| 433 | 21.4 mm thick | 1 Sqm | 446
| 434 | 25 mm thick | 1Sqm | 482.8
Prelaminated particle Board (OSL) (Interior Grade)
| 435 | 9 mm thick | 1 Sqm | 419
| 436 | 12 mm thick | 1Sqm | 451.4
| 437 | 15 mm thick | 1 Sqm | 497.9
| 438 | 18 mm thick | 1Sqm | 529.2
| 439 | 21.4 mm thick | 1 Sqm | 568.1
| 440 | 25 mm thick | 1Sqm | 594
Prelaminated particle Board (OSL) (Exterior Grade)
| 441 | 9 mm thick | 1 Sqm | 470.9
| 442 | 12 mm thick | 1Sqm | 529.2
| 443 | 15 mm thick | 1 Sqm | 565.9
| 444 | 18 mm thick | 1Sqm | 600.5
| 445 | 21.4 mm thick | 1 Sqm | 661
| 446 | 25 mm thick | 1Sqm | 698.8
Prelaminated particle Board (BSL) (Interior Grade )
| 447 | 9 mm thick | 1 Sqm | 475.2
| 448 | 12 mm thick | 1Sqm | 516.2
| 449 | 15 mm thick | 1 Sqm | 548.6
| 450 | 18 mm thick | 1Sqm | 587.5
| 451 | 21.4 mm thick | 1 Sqm | 661
| 452 | 25 mm thick | 1Sqm | 737.6
Prelaminated particle Board (BSL) (Exterior Grade)
| 453 | 9 mm thick | 1 Sqm | 527
| 454 | 12 mm thick | 1Sqm | 590.8
| 455 | 15 mm thick | 1 Sqm | 643.7
| 456 | 18 mm thick | 1Sqm | 709.6
| 457 | 21.4 mm thick | 1 Sqm | 740.9
| 458 | 25 mm thick | 1Sqm | 771.1
LAMINATED SHEETS (EQUIVALENT TO DECOLAM)
Glossy Finish
| 459 | 1.00 mm thick | 1 Sqm | 256
| 460 | 1.50 mm thick | 1Sqm | 368.3
| 461 | 1.80 mm thick | 1Sqm | 403.9
Mat Finish
| 462 | 1.00 mm thick | 1 Sqm | 273.2
| 463 | 1.50 mm thick | 1 Sqm | 380.2
| 464 | 1.80 mm thick | 1Sqm | 410.4
MEDIUM FIBRE BOARD INTERIOR GRADE (EQUIVALENT TO NUWUD)
| 465 | 6 mm thick | 1 Sqm | 261.4
| 466 | 8 mm thick | 1Sqm | 297
| 467 | 12 mm thick | 1 Sqm | 398.5
| 468 | 15 mm thick | 1Sqm | 505.4
| 469 | 18 mm thick | 1 Sqm | 564.8
| 470 | 25 mm thick | 1Sqm | 802.4
| 471 | 30 mm thick | 1 Sqm | 968.8
| 472 | 35 mm thick | 1Sqm | 1057.3
MEDIUM FIBRE BOARD EXTRIOR GRADE (EQUIVALENT TO NUWUD)
| 473 | 6 MM Thick | 1 Sqm. | 357.5
| 474 | 8 MM Thick | 1 Sqm. | 415.8
| 475 | 12 MM Thick | 1 Sqm. | 549.7
| 476 | 15 MM Thick | 1 Sqm. | 691.2
| 477 | 18 MM Thick | 1 Sqm. | 773.3
| 478 | 25 MM Thick | 1 Sqm. | 1031.8
| 479 | 30 MM Thick | 1 Sqm. | 1284.7
| 480 | 35 MM Thick | 1 Sqm. | 1517.4
GLOSSY FINISH
| 481 | 1 mm thick | 1 Sqm. | 230
MATT FINISH
| 482 | 1 mm thick | 1 Sqm. | 245
PARTICLE BOARD CEILINGS
| 483 | Gypsum Board 0.595 M x 0.595 M 12.5 mm thick of IS 2095 -1992` | 1 Sqm | 190.1
| 484 | False ceiling with 12.5 mm Gypsum Board IS 2095 -1982 using Gyp steel section including installation and complete finish excluding painting. | 1 Sqm | 577.8
| 485 | Supply & fixing GVP board 0.595 x 0.595M 12.5mm thick tile using fine line grid system including installation and complete finished excluding painting | 1 Sqm | 640.4
Gypboard wall lining :
| 486 | Supply & fixing of Gypboard wall lining using 9.5/12.5 mm thick Gyp - board (cnforming to IS 2095-1982), fixing to Gypsteel GI channels of perimeter channel (20mm x30mm x27mm x0.55mm thick) and ceiling channels of (51.5 mm x 26mm x26mmx10.5mmx0.55mm thick) and fixing and finishing using joint compound and paper tapecomplete finish as per specification without painting. | 1 Sqm | 591.8
Gypboard plain false ceiling:
| 487 | Supply and fixing of Gypboard plain false ceiling using 12.5 mm thick Gypboard conforming to IS 2095 -1982, fixing to Gypsteel GI channels frame work using perimeter channel (20mm x30mmx27mmx0.55mm) Intermediate channels (45mm x15mmx15mmx0.9mm) and ceiling channels (51.5 mm x26mm x10.5mm x 0.55 mm thick) jointing and finishing using joint compound and paper tape complete finish as per specification without painting | 1 Sqm | 651.2
Gypboard (fine line) Grid suspended ceiling
Supply and fixing of Gypboard (conforming to IS 2095-1982 ) FALSE CEILING WITH FINE LINE EXPOSED Grid suspended ceiling system using pre-coated galvanized steel main "T" section (24x38x0.35 mm thick x 3600 mm) Cross "T" (24x38x0.35mm x 600mm)and wall angle of (24x24x0.8 mm thick x 3050 mm) to form Grid size 600x 600 mm using MS Rods, "J" Bolts and anchor fasterners etc as per specification & as directed by dept, officers.
| 488 | Using Plain Gypsum Board 9.5 mm laid on to the Grid | 1 sqm | 534.6
| 489 | Using Plain Gypsum board 12.5 mm laid on to the Grid. | 1 Sqm | 577.8
Gypboard metal stud partition single layer:-
| 490 | Supply &fixing 75mm thick metal stud partition using 12.5 mm thick Gypboard conforming to IS 2095-1982 screw fixed to either side to 48 mm studs of 0.55 mm thick with the 50 mm floor and ceiling channel 0.55 mm and the joints duly finished with joint compound, paper tape and two coats Dry wall top coat as per specification. | 1 Sqm | 972
| 491 | Providing false ceiling with 15 mm thick Arm strong mineral fiber Board fine finished of size 600x 600mm fixed over Aluminum frame using "T" Angles 38.1x25.4 mm (1 1/2" x1") size heavy duty weight suspended from roof using 6mm dia MS Rod hooking over roof replacement and outer attached to the "J" Bolts fixed to the"T" angles including Cost &conveyance of all materials and labour charges such as cutting , fixing of standing of frame work exposing roof making complete for finished item of work | 1 Sqm | 702
| 492 | Providing wooden paneling 12 mm thick Novapan one side laminated sheet fixed on wooden frame of BT wood size 50.8 mm x 25.4 mm (2"x1") at distance of 609.6mm (2'-0") intervals of both ways providing 3/4" x 1/2" (19.05 mm x 12.7 mm ) size BT wood ornamental cover beeding and necessary screws, fevical glue complete for finished item of work. | 1 Sqm | 1312.2
| 493 | Supply , manufacturing , installing of library Rack of 19 mm thick ISI marked commercial ply All round boxing verticals, Horizontal for depth of 609.6mm (2'-0) and shelves with 3.5 mm thick teak veneer covered with on exposed surface externally and internally and each panels with 6mm thick ISI commercial ply with 3.5 mm thick teak veneer for glazed shutters teak wood size 55 mm x 28mm with 5 mm thick glass fixed with ornamental beeding and other ornamental beading is covered as per drawing including brass hinges, ornamental handles, ball catchters, buffers, locking system etc, and all the commercial ply exposed edges are to be covered with 6 mm thick teak wood lipping. All the teak veneer and teak wood and ornametnal beading is to coated with polishing and a coat of melamine finish etc, complete for finished item of work. | 1 Sqm | 5616
| 494 | Thermocole 12 mm thick | 1 Sqm | 20.5
| 495 | Thermocole 19 mm thick | 1 Sqm | 35.6
Supply &fixing thermocole false ceiling 2' x 2' (609.6 mm x 609.6 mm ) size with all necessary fittings for finished item of work.
| 496 | 25 mm thick | 1 Sqm | 362.9
| 497 | 19 mm thick | 1 Sqm | 339.1
| 498 | Plaster of paris 12 mm thick | 1 Sqm | 356.4
| 499 | Plaster of Paris 10 mm thick | 1 Sqm | 297
| 500 | Supply & fixing Plaster of paris false ceiling with all necessary fittings for finished item of work. | 1 Sqm | 387.7
PLYWOOD ITEMS
| 501 | Plywood 3 ply with teak ply on one face and commercial ply on another face 4mm thick | 1 Sqm | 374.8
| 502 | Plywood 5 ply with commercial ply on both faces 6 mm thick | 1 Sqm | 332.6
| 503 | Plywood 5 ply with commercial ply on both faces 8 mm thick | 1 Sqm | 339.1
| 504 | Plywood 5 ply with Teak ply on both faces 9 mm thick | 1 Sqm | 814.3
| 505 | Plywood 5 ply with teak ply on one face and comercial ply on another face 6 mm thick | 1 Sqm | 487.1
| 506 | Plywood 5 ply with teak ply on one face and comercial ply on another face 9 mm thick | 1 Sqm | 624.2
| 507 | Plywood 9 ply with commercial ply on both faces 12 mm thick. | 1 Sqm | 386.6
| 508 | Plywood 9 ply with commercial ply on both faces 15 mm thick. | 1 Sqm | 558.4
| 509 | Plywood 9 ply with commercial ply on both faces 19 mm thick. | 1 Sqm | 641.5
| 510 | Plywood 9 ply with teak ply on both faces 12 mm thick | 1 Sqm | 950.4
| 511 | Plywood 9 ply with teak ply on one face and commerical ply on another face 13 mm thick | 1 Sqm | 796
Flush Door Shutters ( Kutty or Equivalent ) Conforming to IS 2201
(Providing Solid core Flush Doors veneer facing).
Both Sides Teak
| 512 | 40/38 mm thick | 1 Sqm | 1303
| 513 | 35mm thick | 1 sqm | 1272.2
| 514 | 30 mm thick | 1 sqm | 1213.9
One Side teak wood and other side commercial
| 515 | 40/38 mm thick | 1 sqm | 1172.9
| 516 | 35 mm thick | 1 sqm | 1123.7
| 517 | 30 mm thick | 1 sqm | 1075.7
One Side teak wood and other side Kutty Coat
| 518 | 40/38 mm thick | 1 sqm | 1386.7
| 519 | 35 mm thick | 1 sqm | 1332.5
| 520 | 30 mm thick | 1 sqm | 1279.3
Both Side Commercial
| 521 | 40/38 mm thick | 1 sqm | 995.8
| 522 | 35 mm thick | 1 sqm | 948.2
| 523 | 30 mm thick | 1 sqm | 899.1
Both Sides Kutty Coat
| 524 | 40/38 mm thick | 1 sqm | 1236.6
| 525 | 35 mm thick | 1 sqm | 1183.7
| 526 | 30 mm thick | 1 sqm | 1129.7
Providing Internal Lipping by Teak Wood Single Leaf
| 527 | All edges 30 mm thick & below | 1 sqm | 317.5
| 528 | 35 mm thick | 1 sqm | 359.6
| 529 | 38/40 mm thick | 1 sqm | 395.3
Providing Internal Lipping by Teak Wood Double Leaf
| 530 | All edges 30 mm thick & below | 1 sqm | 485.5
| 531 | 35 mm thick | 1 sqm | 509.5
| 532 | 38/40 mm thick | 1 sqm | 671.2
Providing External Lipping by Teak Wood Single Leaf
| 533 | All edges 30 mm thick & below | 1 sqm | 221.4
| 534 | 35 mm thick | 1 sqm | 245.7
| 535 | 38/40 mm thick | 1 sqm | 245.7
| 536 | Bottom edges only | 1 sqm | 23.8
Providing External Lipping by Teak Wood Double Leaf
| 537 | All edges 30 mm thick & below | 1 sqm | 263.5
| 538 | 35 mm thick | 1 sqm | 293.8
| 539 | 38/40 mm thick | 1 sqm | 293.8
| 540 | Bottom edges only | 1 sqm | 23.8
Providing External Lipping by Hard Wood Single Leaf
| 541 | All edges 30 mm thick & below | 1 sqm | 83.9
| 542 | 35 mm thick | 1 sqm | 95.9
| 543 | 38/40 mm thick | 1 sqm | 95.9
| 544 | Bottom edges only | 1 sqm | 19.2
Providing External Lipping by Hard Wood Double Leaf
| 545 | All edges 30 mm thick & below | 1 sqm | 108
| 546 | 35 mm thick | 1 sqm | 119.9
| 547 | 38/40 mm thick | 1 sqm | 119.9
| 548 | Bottom edges only | 1 sqm | 19.2
Designers Doors by Teak wood
| 549 | Torina | 1 sqm | 401.5
| 550 | Penta Torina | 1 sqm | 467.6
| 551 | Arch Torina | 1 sqm | 401.5
Designers Doors by Hard Wood
| 552 | Torina | 1 sqm | 179.8
| 553 | Penta Torina | 1 sqm | 239.8
| 554 | Arch Torina | 1 sqm | 179.8
| 555 | Tanjore Art | 1 sqm | 677.2
Kutty’s New International Eleganza range Panel Doors OR EQUIVALENT with imported phenolic moulded fiber board panels
Kutty’s Vishala Heavy Duty
| 556 | 975 x 2035 x 30 mm thick | 1 sqm | 1775.5
| 557 | 920 x 2065 x 30 mm thick | 1 sqm | 1775.5
| 558 | 830 x 2065 x 30 mm thick | 1 sqm | 1775.5
| 559 | 680 x 2065 x 30 mm thick | 1 sqm | 1775.5
| 560 | 975 x 2035 x 35 mm thick | 1 sqm | 1831.7
| 561 | 920 x 2065 x 35 mm thick | 1 sqm | 1831.7
| 562 | 830 x 2065 x 35 mm thick | 1 sqm | 1831.7
| 563 | 680 x 2065 x 35 mm thick | 1 sqm | 1831.7
| 564 | 975 x 2035 x 38 mm thick | 1 sqm | 1882.4
| 565 | 920 x 2065 x 38 mm thick | 1 sqm | 1882.4
| 566 | 830 x 2065 x 38 mm thick | 1 sqm | 1882.4
| 567 | 680 x 2065 x 38 mm thick | 1 sqm | 1882.4
Kutty’s Vishala Light Duty
| 568 | 975 x 2035 x 30 mm thick | 1 sqm | 1704.2
| 569 | 920 x 2065 x 30 mm thick | 1 sqm | 1704.2
| 570 | 830 x 2065 x 30 mm thick | 1 sqm | 1704.2
| 571 | 680 x 2065 x 30 mm thick | 1 sqm | 1704.2
| 572 | 975 x 2035 x 35 mm thick | 1 sqm | 1745.8
| 573 | 920 x 2065 x 35 mm thick | 1 sqm | 1745.8
| 574 | 830 x 2065 x 35 mm thick | 1 sqm | 1745.8
| 575 | 680 x 2065 x 35 mm thick | 1 sqm | 1745.8
| 576 | 975 x 2035 x 38 mm thick | 1 sqm | 1786.3
| 577 | 920 x 2065 x 38 mm thick | 1 sqm | 1786.3
| 578 | 830 x 2065 x 38 mm thick | 1 sqm | 1786.3
| 579 | 680 x 2065 x 38 mm thick | 1 sqm | 1786.3
Kutty’s Heera Heavy Duty
| 580 | 920 x 2035 x 30 mm thick | 1 sqm | 1775.5
| 581 | 815 x 2035 x 30 mm thick | 1 sqm | 1775.5
| 582 | 660 x 2035 x 30 mm thick | 1 sqm | 1775.5
| 583 | 920 x 2035 x 35 mm thick | 1 sqm | 1831.7
| 584 | 815 x 2035 x 35 mm thick | 1 sqm | 1831.7
| 585 | 660 x 2035 x 35 mm thick | 1 sqm | 1831.7
| 586 | 920 x 2035 x 38 mm thick | 1 sqm | 1882.4
| 587 | 815 x 2035 x 38 mm thick | 1 sqm | 1882.4
| 588 | 660 x 2035 x 38 mm thick | 1 sqm | 1882.4
Kutty’s Heera Light Duty
| 589 | 920 x 2035 x 30 mm thick | 1 sqm | 1704.2
| 590 | 815 x 2035 x 30 mm thick | 1 sqm | 1704.2
| 591 | 660 x 2035 x 30 mm thick | 1 sqm | 1704.2
| 592 | 920 x 2035 x 35 mm thick | 1 sqm | 1745.8
| 593 | 815 x 2035 x 35 mm thick | 1 sqm | 1745.8
| 594 | 660 x 2035 x 35 mm thick | 1 sqm | 1745.8
| 595 | 920 x 2035 x 38 mm thick | 1 sqm | 1786.3
| 596 | 815 x 2035 x 38 mm thick | 1 sqm | 1786.3
| 597 | 660 x 2035 x 38 mm thick | 1 sqm | 1786.3
Kutty’s Fantasy Heavy Duty
| 598 | 815 x 2065 x 30 mm thick | 1 sqm | 1797.1
| 599 | 660 x 2065 x 30 mm thick | 1 sqm | 1797.1
| 600 | 815 x 2065 x 35 mm thick | 1 sqm | 1831.7
| 601 | 660 x 2065 x 35 mm thick | 1 sqm | 1831.7
| 602 | 815 x 2065 x 38 mm thick | 1 sqm | 1882.4
| 603 | 660 x 2065 x 38 mm thick | 1 sqm | 1882.4
Kutty Fantasy Light duty
| 604 | 815 x 2065 x 30 mm thick | 1 sqm | 1704.2
| 605 | 660 x 2065 x 30 mm thick | 1 sqm | 1704.2
| 606 | 815 x 2065 x 35 mm thick | 1 sqm | 1745.3
| 607 | 660 x 2065 x 35 mm thick | 1 sqm | 1745.3
| 608 | 815 x 2065 x 38 mm thick | 1 sqm | 1786.3
| 609 | 660 x 2065 x 38 mm thick | 1 sqm | 1786.3
Kutty’s Eleganza Heavy Duty
| 610 | 815 x 2065 x 30 mm thick | 1 sqm | 1797.1
| 611 | 660 x 2065 x 30 mm thick | 1 sqm | 1797.1
| 612 | 815 x 2065 x 35 mm thick | 1 sqm | 1831.7
| 613 | 660 x 2065 x 35 mm thick | 1 sqm | 1831.7
| 614 | 815 x 2065 x 38 mm thick | 1 sqm | 1882.4
| 615 | 660 x 2065 x 38 mm thick | 1 sqm | 1882.4
Kutty’s Eleganza Light Duty
| 616 | 815 x 2065 x 30 mm thick | 1 sqm | 1704.2
| 617 | 660 x 2065 x 30 mm thick | 1 sqm | 1704.2
| 618 | 815 x 2065 x 35 mm thick | 1 sqm | 1745.3
| 619 | 660 x 2065 x 35 mm thick | 1 sqm | 1745.3
| 620 | 815 x 2065 x 38 mm thick | 1 sqm | 1786.3
| 621 | 660 x 2065 x 38 mm thick | 1 sqm | 1786.3
Kutty’s Heleganza Golden Oak Heavy Duty
| 622 | 850 x 2035 x 30 mm thick | 1 sqm | 1797.1
| 623 | 850 x 2035 x 35 mm thick | 1 sqm | 1831.7
| 624 | 850 x 2035 x 38 mm thick | 1 sqm | 1882.4
Kutty’s Heleganza Golden Oak Light Duty
| 625 | 850 x 2035 x 30 mm thick | 1 sqm | 1704.2
| 626 | 850 x 2035 x 35 mm thick | 1 sqm | 1745.3
| 627 | 850 x 2035 x 38 mm thick | 1 sqm | 1786.3
Providing external Lipping with teak wood.
| 628 | 30/32 mm thick | 1 sqm | 221.4
| 629 | 35/38 mm thick | 1 sqm | 245.7
Providing external Lipping with Hard wood.
| 630 | 30/32 mm thick | 1 sqm | 95.6
| 631 | 35/38 mm thick | 1 sqm | 119.9
| 632 | Ployurethene coating for extra water resistance for bath / toilet doors for each side. | 1 sqm | 89.6
DOOR FRAMES
| 633 | ACCUCEL OR EQUIVALENT BATHROOM DOOR CHAUKHAT FRAME: Single Rebate size 60mmx 30mm
|  | The Door Chaukhat Frame (Single Rebate) shall be made of solid PVC foam profile with homogenous fine cellular structure having smooth outer integral skin having 60mm width and 30mm thickness and shall be fixed to wall as per instructions of engineer in charge using 100 x 8 sheet metal CSK screws. Door frame should be waterproof, termite proof, elegant and should have excellent screw holding strength to fix hinges and hold doors properly for a long life for finished item of work including all taxes. | 1 Rm | 245
| 634 | ACCUCEL OR EQUIVALENT PANEL DOOR SHUTTER: 750mm(W) x2100mm(L) x28mm (T)
|  | The door shutter shall be made of solid PVC foam profile with homogenous fine cellular structure having smooth outer integral skin having 71mm width and 28mm thick as vertical and horizontal stiles, joints are made using solvent adhesive and GI ‘C’ sections (39mm x 19mm x 19mm x 0.6mm thick) or MS pipe (40mm x 20mm) stiffener frame insert and telescopic polymeric ‘L’ corners. The panel shall be filled with 3mm thick high-pressure compact laminate as per manufacturer’s guidelines. Cover molding shall be provided for covering fixing screws and elegant look. Panel Door shutter should be waterproof, termite proof, elegant and should have excellent screw holding strength to fix hinges and hold doors properly for a long life. Normal hardware and fitting shall be fixed for finished item of work including all taxes. | 1 sqm | 2350
| 635 | ACCUCEL OR EQUIVALENT OPENABLE WINDOW SHUTTER WITH DOUBLE REBATE CHAUKHAT FRAME (1600mm x 1600mm)
|  | The Window Chaukhat Frame (Double Rebate) shall be made of solid PVC foam profile with homogenous fine cellular structure having smooth outer integral skin having 100mm width and 30mm thickness. Made of two sections joined together with solvent adhesive and GI ‘C’ section (25mm x 19mm x 0.6mm thick) stiffener insert. Press fit type ‘Tee’ section 25mm width and 19mm thick is fixed in the frame after fixing it to wall as per instructions of engineer in charge using 100x8 sheet metal CSK screws. The Open able Window shutter should made of solid PVC foam profile with homogenous fine cellular structure having smooth outer integral skin having 71mm width x 28mm thick as vertical and horizontal stiles. Joints are made using solvent adhesive and GI ‘C’ sections (39mm x 19mm x 19mm x 0.6mm thick) stiffener frame insert and telescopic polymeric ‘L’ corners. The 4mm thick glass panel shall be fixed using PVC foam profile beading (12mm x 10mm) for finished item of work including all taxes. | 1 Sqm. | 4600
| 636 | RAJSHRI OR EQUIVALENT SOLID DOOR FRAME
|  | Providing and fixing factory made polyvinyl chloride (PVC) Door Frame of the size 50 x 47mm with a wall thickness of 5mm, made out of extruded 5mm rigid PVC foam sheet, mitre cut at two corners and joined with 2nos. of 150mm long brackets of 15x15mm M.S. square tube. The two vertical door profiles are to be reinforced with 19x19mm M.S. Square tube of 19 gauge. The door frame shall be fixed to the wall using 65/100mm long M.S. Screws through the frame by using PVC fasteners. A minimum of 4nos. of screws to be provided for each vertical member & minimum 2nos. for horizontal member etc. complete as per manufacturers specification and direction of Engineer-in-Charge for finished item of work including all taxes. | 1 Rm | 253
| 637 | RAJSHRI OR EQUIVALENT SOLID PANEL DOOR SHUTTER
|  | Providing and fixing 30mm thick Solid panel PVC door shutter consisting of frame made out of M.S. tubes of 19 gauge thickness and size of 19mm x 19mm for stiles, & 15mm x 15mm for top & bottom rails. M.S. frame shall have a coat of steel primers of approved make and manufacture. M.S. frame shall be covered with 5mm thick heat moulded PVC ‘C’ channel of size 30 x 50mm forming stiles, and 5mm thick, 75mm wide PVC sheets for top rail, lock rail & bottom rail on either side, and 10mm (5mm x 2) thick, 20mm wide cross PVC sheet as gap insert for top rail & bottom rail. Panelling of 5mm thick PVC sheet to be fitted in the M.S. frame welded / sealed to the stiles & rails with 30mm wide x 5mm thick PVC sheet beading on either side, and joined together with solvent cement adhesive etc. An additional 5mm thick PVC strip of 20mm width is to be stuck on the interior side of the ‘C’ Channel using PVC solvent adhesive. complete as per direction of Engineer-in-charge, manufacturer’s specification & drawing for finished item of work including all taxes. | 1 Sqm. | 1743
DOOR FRAMES
| 638 | MS. Hallow door frames manufactured by cold roll formed process steel sheet 1.25mm thick bright CRCA confirming to IS 4351 - 1976 with Hinges tower Bolts etc. | 1 Rm | 167.4
Flush door shutters, solid bond wood block board type with teak ply on both faces.
| 639 | 25 mm thick | 1 sqm | 902.9
| 640 | 30 mm thick | 1 sqm | 933.1
| 641 | 35 mm thick | 1 sqm | 1004.4
Flush door shutters, solid bond wood block board type with commercial ply on both faces.
| 642 | 25 mm thick | 1 sqm | 459
| 643 | 30 mm thick | 1 sqm | 517.3
| 644 | 35 mm thick | 1 sqm | 567
| 645 | 40 mm thick | 1 sqm | 675
Flush door shutters, solid bond wood block board type with teak venner on one face and commericla ply on another face (liping)
| 646 | 20 mm thick | 1 sqm | 605.9
| 647 | 25 mm thick | 1 sqm | 675
| 648 | 30 mm thick | 1 sqm | 756
| 649 | 35 mm thick | 1 sqm | 810
| 650 | 40 mm thick | 1 sqm | 864
Plain cement bonded particle boards conforming to IS 14276 truly exterior grade (Bison panel or equivalent)
| 651 | 6 mm thick | 1 sqm | 150.1
| 652 | 8 mm thick | 1 sqm | 184.7
| 653 | 10 mm thick | 1 sqm | 217.1
| 654 | 12 mm thick | 1 sqm | 251.6
| 655 | 16 mm thick | 1 sqm | 335.9
| 656 | 20 mm thick | 1 sqm | 402.8
| 657 | 25 mm thick | 1 sqm | 487.1
| 658 | 30 mm thick | 1 sqm | 569.2
| 659 | 40 mm thick | 1 sqm | 737.6
Prelaminated cement particle board truly exterior board one side laminated (Bison Lam or equivalent)
| 660 | 6 mm thick | 1 sqm | 400.7
| 661 | 8 mm thick | 1 sqm | 423.4
| 662 | 10 mm thick | 1 sqm | 446
| 663 | 12 mm thick | 1 sqm | 468.7
| 664 | 16 mm thick | 1 sqm | 521.6
Prelaminated cement particle board truly exterior board both side laminated (Bison Lam or equivalent)
| 665 | 6 mm thick | 1 sqm | 446
| 666 | 8 mm thick | 1 sqm | 468.7
| 667 | 10 mm thick | 1 sqm | 491.4
| 668 | 12 mm thick | 1 sqm | 514.1
| 669 | 16 mm thick | 1 sqm | 567
ECO-BOARD MULTI PURPOSE CEMENT BOARDS (HIGH PRESSURED STEAM CURED)
| 670 | 4 mm thick | 1 Sqm. | 103
| 671 | 6 mm thick | 1 Sqm. | 156
| 672 | 8 mm thick | 1 Sqm. | 203
| 673 | 10 mm thick | 1 Sqm. | 227
| 674 | 12 mm thick | 1 Sqm. | 260
| 675 | 14 mm thick | 1 Sqm. | 300
| 676 | 16 mm thick | 1 Sqm. | 345
| 677 | 18 mm thick | 1 Sqm. | 390
| 678 | 20 mm thick | 1 Sqm. | 430
ECO-BOARD CLASSIC
| 679 | 4 mm thick | 1 Sqm. | 175
| 680 | 6 mm thick | 1 Sqm. | 260
ECO-BOARD PEARL
| 681 | 4 mm of size 595mm X 595mm | 1 Sqm. | 216
MULTIPURPOSE CEMENT BOARDS FALSE CEILING WITH EXPOSED METAL E-GRID IS 14862 : 2000
| 682 | Using 6 mm thick E-board | 1 Sqm | 600
| 683 | Using 8 mm thick E-board | 1 Sqm | 660
| 684 | Using 4 mm thick E-board classic* | 1 Sqm | 620
| 685 | Using 6 mm thick E-board Classic* | 1 Sqm | 724
| 686 | Using 4 mm thick E-board Pearl | 1 Sqm | 672
WALL PANELLING
Supply and fixing of E-board wall paneling (water, fire and Termite proof) with frame work made of GI stud profile of size 48 x 40 10 x 0.6 mm thick placed at every 610 mm C/C intervals fixed vertically in between floor and roof `U’ track of size 50 x 30 x 0.6 mm thick duly fixed with self expansion screws and with 8 mm thick E-board / 6 mm thick E-board classic cladded around with self tapping self embedding screws fixed at every 300 mm (centres) leaving a 3 mm gap between two panels of width 2’-0”. The Gap will be covered with a decorative beading.Surface will be given a smooth finish over a coat of primer.
| 687 | With 8 mm E-board | 1 Sqm. | 797
| 688 | With 6 mm E-board Classic | 1 Sqm. | 860
DOUBLE SKIN PARTITION
| 689 | Supply and fixing double skin E-board partition with Frame work made of GI stud profile of size 48 x 40 x 10 x 0.6 mm thick placed at every 610 mm C/C intervals and 915 mm horizontal intervals duly fixed with self expansion screws, the E-board of 8 mm thick cladded around with self tapping self embedding screws fixed at every 300 mm (centres) leaving 3 mm gap between two panels of witdth 2’-0” (610 mm). The gap will be covered with decorative molding surface will be given a smooth finish over cement primer. The rate is inclusive of cost and conveyance of all materials and labour charges etc. complete. | 1 Sqm. | 1226
DOOR
| 690 | Supply and fixing of E-board door shutter with alround style “U” lipping size 15 x 18 x 15 mm made from 0.8 mm thick powder coated cold rolled steel profiles with 16 mm thick E-board with necessary screws fixed at 1’-0” interval 250 mm long aldrops 2 Nos. M.S. nickel coated 250 mm long 1 No. M.S. Tower bolts including cost and conveyance of all materials at site and applying 1 coat of primar, 2 coats of luppum and 2 coats of synthetic enamel paint as per approved design for finished item of work. | 1 Sqm. | 1050
DOOR WITH CRCA FRAME
| 691 | Providing and fixing frame made from 1.2 mm powder coated cold rolled steel profiles of overall section size of 60 mm x 45 mm with 21 mm rivet for shutter with necessary stiffners hinges and screws. E-board shutter with alround `U’ lipping of size 15 X 18 X 15 mm made from 0.8 mm thick CRCA powder coated steel profile with 16 mm thick E-board with necessary screws fixed at every 1’-0” interval 250 mm long aldrops 2 Nos. MS Nickel coated 250 mm long 1 No. MS tower bolt including cost and conveyance. One coat of primer, 2 coats of luppum and 2 coats of synthetic enamel paint as per approved colour, labour charges etc. | 1 Sqm. | 1600
Cup Boards Shutters using Cement Bonded Particle Board (Bison Panel or Equivalent )
| 692 | Supply and fixing of cup board shutters and frames using 16mm thick Cement Bonded Particle Board (Bison Panel or Equivalent) duly painted both sides with one coat of primer and two coats of synthetic / enamel paint of approved shade and brand including fixing of hardware like M.S. powder coated Piano hinges of size 18mm x 18mm, brass ball catches, Aluminum tower bolts and handles , Godrej locks, Fevicol, screws and nails including cost and conveyance of all materials, labour charges, all incidental and operational charges etc., complete for finished item of work at site as per the directions of Engineer in Charge. | 1 sqm | 1269
False Ceiling using Cement Bonded Particle Board (Bison Panel or Equivalent )
| 693 | Supply and fixing of false ceiling with galvanized and pre painted steel T section of size 24mm x 38mm x 0.4mm for main T duty pre punched to accept cross T section of size 24mm x 30mm x 0.4mm duly punched at both ends for insertion into main T. The grid size will be 610mm x 610mm. The frame work (grid) is suspended to the roof by using G.I flat of 0.60mm or 14-gauge G.I wire with necessary fixers to the roof and frame work. 8mm thick Cement Bonded Particle Board lay on the grid. The cost inclusive of necessary hardware, labour, one coat of primer (Both side) and two coats of smooth finish on visible side. | 1Sqm | 626.4
WALL PANELING WITH CEMENT BONDED PARTICLE BOARD (BISON PANEL OR EQUIVALENT)
| 694 | Supply and fixing bison panel wall paneling (water proof) with frame work made of GI stud section of size 48mm x 35mm x 0.55mm thick placed at every 610 mm C/C intervals vertically and at 1200mm internals horizontally fixed to the wall by means of self expansion screws and caps. 10 mm thick cement bonded particle board (Bison panel or Equivalent) is to be fixed to frame by means of self taping screws placed at every 300 mm intervals leaving 3mm gap between two panels. The cost inclusive of one coat of Altek primer and two coats of Altek smooth finish and cost & conveyance of all materials, labour charges etc. complete as per the direction of Engineer in charge. | 1 Sqm | 1004.4
DOUBLE SKIN PARTITION WITH CEMENT BONDED PARTICLE BOARD (BISON PANEL OR EQUIVALENT)
| 695 | Supply and fixing double skin partition made out of G.I. track section of size 50mmx 35mm x 0.55 mm for fixing to the roof and floor and stud section of size 48mm x 35mmx 0.55mm placed in track section vertically at 610mm intervalsand at 1200mm intervals horizontally fixed to the wall by means of self expansion screws and caps to the wall and roof. 10mm thick Cement bonded particle board (BISON PANEL OR EQUIVALENT) is to be fixed both sides of frame work by using self taping screws fixed at every 300mm intervals to the frame work leaving 3 mm gap between two panels. The cost inclusive with one coat of Altek primer and two coats of Altek smooth finish and cost and conveyance of all materials to site, labour charges etc., complete as per the direction of Engineer in charge. | 1 Sqm | 1609.2
DOUBLE SHUTTER WITH CEMENT BONDED PARTICLE BOARD (BISON PANEL OR EQUIVALENT)
| 696 | Supply and fixing cement bonded particle board shutter with alround "U" section of size 12mmx18mm x12mm made from 0.6 mm thick galvanized, color quoted cold rolled steel profiles 16 mm thick panel with necessary screws fixed at every 304.8 mm intervals. The cost inclusive of MS Nickel coated Aldrops of size 255 mm long 2 Nos., 200 mm long tower boalts 1 No., 125 mm handles 2 Nos.m 300 mm long "T" hing cost and conveyance of all materials at site and applying 1 coat primer, 1 coat of luppum and 2 coats of synthetic enamel paint as per approved design for finished itme of work. | 1 Sqm | 1188
Doors Frames (Colour Coated Steel Sections) & Shutter using Cement Bonded Particle Board (Bison Panel or Equivalent)
| 697 | Providing and fixing of door frame made from cold roll formed sections made of galvanized (Base steel as per IS277 with zinc of 120 Gms/sq.mtr) colour coated steel sections with total coated thickness of 1mm, primer coated with epoxy primer coat of 5-7 microns thick, finish paint with polyester paint of 12-16 microns. The Section for door frame is to be filled with polyurethane (P.U) form of 40kg/m3. Overall size of frame section should be of 50mm x 50mm. With necessary corner brackets, stiffeners, hinges,and screws. Cement Bonded particle board shutter (Bison Panel or Equivalent) “Single Leaf” with all round styles “U” section of size 12m x 18m x 12mm made from 0.6 mm thick galvanized, colour coated cold rolled steel profiles with 16mm thick Cement Bonded particle Board (Bison Panel or Equivalent) with necessary screws fixed at every 1’-0” (304.8mm) intervals. The cost inclusive of MS nickel coated Aldorp of size 250mm long 2nos. 200mm long tower bolt 1no., 125mm handles 2nos., cost and conveyance of all materials at site and applying one coat primer , one coat of luppum and two coats of synthetic enamel paint as per approved design for finished item of work | 1 Sqm | 1890
Box Type Cup Board using Cement Bonded Particle Board (Bison Panel or Equivalent) & Shutter using Pre-Laminated Cement Bonded Particle Board (Bison Lam or Equivalent)
| 698 | Supply and fixing of box type cup board using 20mm thick Cement Bonded Particle Board (Bison Panel or Equivalent) for making frame of size 100mm x 35mm using two sandwiched 16mm boards, one plain board and one Pre-Laminated cement bonded particle board with plain 35mm wood lipping. The Shutters are made of 16m thick Pre-Laminated Cement Bonded Particle Board (Bison Lam or Equivalent) of approved shade inclusive of hardware like M.S. powder coated Piano hinges of size ¾” x ¾” , Aluminum powder coated handles of size 4” (101.6mm), Aluminum tower bolt 4” (101.6mm) Godrej locks, screws, wood lipping and Fevicol etc., complete finish item of work. | 1 Sqm | 2700
Door Shutter with Cement Bonded Particle Board (Bison Lam or Equivalent)
| 699 | Supply and fixing of door shutter made out of PVC Hollow extruded section having dimensions of 47mm x 26mm with wall thickness of 1.5mm with necessary tapering to house Bison Lam thickness of 12mm. All the four corners are jointed with PVC ‘L’ brackets of size 4’’ x 8’’ (101.6 x 203.2mm) and the PVC lipping is filled with well-seasoned country wood to hold hinges. The hardware consists of 250mm long aldrop – 2 Nos.250mm Handle- 1 No. (all are of Aluminum). The cost is inclusive of all incidental, labour transportation charges. | 1 Sqm | 1239
Double Skin Partition with Pre Laminated Cement Bonded Particle Board (Bison Lam or Equivalent)
| 700 | Supply and fixing double skin partition made out of G.I track section of size 50 mm x 35mm x 0.55mm for fixing to the roof and floor and stud section of size 48mm x 35mm x 0.55mm placed in track section vertically at 610mm intervals and at 1200mm internals horizontally. The frame is fixed by means of self expansion screws and caps to the wall / roof. 12mm thick Pre Laminated Cement bonded particle board (Bison Lam or equivalent) is to be fixed both sides of the frame work by using 2mm thick electro plated CR flat section leaving 3mm gap between two panels. The cost inclusive of cost and conveyance of all materials to sites, other materials incidentals and labour charges as per the direction of Engineer in charges. | 1 Sqm | 1639
Wall Paneling with Pre Laminated Cement Bonded Particle Board (Bison Lam or equivalent)
| 701 | Supply and fixing of wall paneling with frame work made of G.I stud section of size 48mm x 35mm x 0.55mm thick placed at every 610mm intervals vertically and at 1200mm internals horizontally fixed to the wall by means of self expansion screws and caps. 12mm thick pre laminated Cement bonded particle board (Bison Lam or equivalent) is to be fixed to frame by means of self-taping screws placed at every 300mm intervals leaving 3mm gap between two panels. The cost inclusive of Conveyance of materials, Labour charges etc., complete as per the direction of Engineer in charge. | 1 Sqm | 1320
Aluminum Partition with Pre Laminated Cement Bonded Particle Board (Bison Lam or Equivalent)
| 702 | Supply and fixing in position aluminum glazed partitions using 5.50 mm thick plain glass to full height using with pre laminated cement bonded particle board (Bison Lam or equivalent) of 10mm thick to a height of 0.91 metre at bottom panel and remaining height with glass and aluminum sections anodized to 12 to 15 microns and of sections of size 37mm x 62mm and 1.5mm thickness with one metre centre to centre duly fixed with clip beading on both sides including fixing the frame to pillars by M.S. flats, bolts and nuts including cost and conveyance of all materials etc., complete as directed during execution. | 1 Sqm | 2028.1
SINTEX OR EQUIVALENT DOOR (SINGLE PANEL)
| 703 | Supply and fixing Sintex or equivalent doors are made out of PVC section and panels. The overall dimension of the same is 33mm X 47mm with usual process variation and having a wall thickness of 1.5mm with a variation of ± 0.3mm. The infill is seamless hallow multi chambered PVC single panel having an effective dimension of 762mm X 20mm having a wall thickness of 1mm ± 0.3mm including all taxes complete, for finished item of work. | Sqm. | 1755
| 704 | Supply and fixing PVC door frames made from extruded sections in overall dimensions of 40 X 48mm having a wall thickness of 1.5mm with usual process variation of ± 0.3mm, including all taxes complete, for finished item of work. | Sqm. | 164.2
SINTEX OR EQUIVALENT OPENABLE WINDOW
| 705 | Supply and fixing of Sintex window shall be made out of extruded PVC section. The outer frame having overall dimensions of 40 X 48mm with a wall thickness of 1.5mm with usual process variation of ± 0.3mm. The shutter frame having with overall dimensions of 26 X 47mm with wall thickness of 1.2mm ± 0.3mm provided with 5mm glazing. The centre mullion having over all dimensions of 25 X 32.5mm ±0.3mm, including all taxes complete, for finished item of work. | Sqm. | 2615.8
SINTEX OR EQUIVALENT SLIDING 2 TRACK WINDOWS
| 706 | Supply and fixing of two track or three track sliding window the outer frame shall be 58 X 45mm with a wall thickness of 1.2mm ± 0.3mm. The sliding shutter frame is made of PVC section 57 X 32mm with overall dimensions of 1.5mm ± 0.3mm provided with 5mm glazing. Roller bearings and arrestor type handle cum lock shall be provided, including all taxes complete, for finished item of work. | Sqm. | 2268
SINTEX OR EQUIVALENT FALSE CEILING
| 707 | Supply and fixing of PVC false ceiling on MS/GI made skeleton framework. The frame shall be 24 X 48mm MS tube section fixed along with the wall. The entire frame work shall be concealed with PVC section having overall dimensions of 6 X 250mm with a wall thickness of 1mm ± 0.3mm with tongue and groove system, provided with necessary arrangements for electrical connections, including all taxes complete, for finished item of work. | Sqm. | 1161
SINTEX OR EQUIVALENT WALL PANELLING
| 708 | Supply and fixing of wall panelling on the framework of wooded rippers of 24 X 24mm of required size. The entire framework shall be panelled with PVC section having overall dimensions of 6 X 250mm with a wall thickness of 1mm ± 0.3mm. The panels are joined with tongue and groove system. Necessary cutouts for electrical connections to be provided at required places, including all taxes complete, for finished item of work. | Sqm. | 1107
SINTEX OR EQUIVALENT PVC CABINETS
| 709 | Supply and fixing of PVC cupboards for kitchen and bedrooms shall be made out of multi chambered PVC sections having overall dimensions of 20 X 762mm with a wall thickness of 1.2mm ± 0.3mm. The cabinets shall be made as per the requirements of the room with groove system. The PVC section surface shall be plain and laminated finish to have good look, including all taxes complete, for finished item of work. | Sqm. | 3202.2
SINTEX OR EQUIVALENT SMC SIGN BOARDS
Supply of hot pressed compression moulded SMC sign plates for making road signs ass per the approved dimensions of National Highway Authority Of India, including all taxes complete, for finished item of work.
| 710 | Circular sign plate Dia 400mm. | Each. | 464.4
| 711 | Circular sign plate Dia 600mm. | Each. | 1220.4
| 712 | Circular sing plate Dia 870mm | Each. | 2445.1
| 713 | Triangular sign plate 600mm. | Each. | 626.4
| 714 | Triangular sign plate 900mm. | Each. | 1414.8
| 715 | Square sign plate 600mm. | Each. | 1134
| 716 | Square sign plate 1000mm. | Each. | 4212
SINTEX OR EQUIVALENT PVC PARTITION
| 717 | Supply and fixing of PVC Double Skin Partition. The entire framework shall be carried out by mild steel section having overall dimensions of 24 X 48mm with a wall thickness of 1.2mm. The entire framework shall be concealed with PVC section having overal dimensions of 6 X 250mm with a wall thickness of 1mm ± 0.3mm both sides. Glass provision/Door provision can be provided along the partition wherever required. Partitions can be made full or half as per requirement, including all taxes complete, for finished item of work. | Sqm. | 2035.8
SINTEX OR EQUIVALENT WATER STORATGE TANKS
| 718 | Supply of Sintex or equivalent Polyethylene water storage tank double layer confirming to ISI 12701/96 mark with lid including all taxes. | Ltr. | 5.94
PVC DOOR SHUTTER (Nandi or Equivalent)
| 719 | Supply and fixing of door shutters made of rigid PVC extruded hollow section(Nandi or equivalent) of 20mm X 200 mm with the wall thickness of 1.0mm +/- 0.1mm equally divided into 4 no's with tongue and groove locking arrangements.The shutter frame is made of 58 X 24 mm with the wall thickness of 1.5mm +/- 0.15mm section metri-cut and joined at 4 cornors with 125mm X 225mm plastic brackets.The shutter shall be horizontally reinforced with 2 no's of 8mm PVC rods. Teak wood battons shall be reinforced inside the door shutter during the fabrication of the door shutter at those points wherever the hardware is fixed on to the door shutter. | Sqmt. | 1074.6
| 720 | Supply and fixing of door shutters made of rigid PVC extruded hollow section(Nandi or equivalent) of 20mm X 200 mm with the wall thickness of 1.0mm +/- 0.1mm equally divided into 4 no's with tongue and groove locking arrangements.The shutter frame is made of 30mm X 79mm with the wall thickness of 1.5mm +/-0.15mm section metri-cut and joined at 4 cornors with 125mm X 225mm plastic brackets.The shutter shall be horizontally reinforced with 2 no's of 8mm PVC rods.Teak wood battons shall be reinforced inside the door shutter during the fabrication of the door shutter at those points wherever the hardware is fixed onto the door shutter. | Sqmt. | 1295
PVC DOOR FRAME (Nandi or Equivalent)
| 721 | Supply and fixing of door frame made of hollow extruded PVC section(Nandi or equivalent) having dimensions of 40 X 57mm with the wall thickness of 2mm +/- 0.2mm duly reinforced with seasoned wood plank at the hinges side. The door frame top 2 cornors shall be metri-cut/weilded. | 1 RM | 155
| 722 | Supply and fixing of door frame made of hollow extruded PVC section(Nandi or equivalent) having dimensions of 40 X 46 mm with the wall thickness of 2mm +/- 0.2mm duly reinforced with seasoned wood plank at the hinges side. The door frame top 2 cornors shall be metri cut/weilded | 1 RM | 135
PRE- PAINTED STEEL, WINDOWS, VENTILATORS & DOOR FRAMES.
Supply and fixing of windows & top Hung and fixed louvered ventilators made of pre - painted steel (base steel as per IS 513 of -0.6 mm thick 'D" quality, galvanized as per IS 277 with zinc of 120 GSM) primer coated with epoxy primer of 5-7 microns thick, finish painted with a polyester paint of 12-16 microns thick and back coated with 5-7 microsn thick alkyd backer. Section for outer frame should be 46 x 52 mm section for shutter should be 46 x 46 mm section for mullion should be 46 x 70 mm, and section for beading should be 18 x 25 mm and section for louvered ventilation should be 33 x57mm Box section. The windows should be panelled with 5mm thick plain float glass & 4 mm pinhead glass for ventilators with Ethy propylene Diamine monomer Gasket(EPDM). The sections are to be cut to length mitre joined with corner brocket centre mullions are to be fixed using mullilon cap. Handle made of high grade aluminium powder coated and nylon receiver. Gaskets made of Ethyl propylene Diamine monomer(EPDM). Corner brackets made of
CRCA with Zinc Phasphating. Mullion caps made of glass linked nylon. The above frames should be fixed to the concrete /masonry wall by means of self expanidng screws. including 10 mm square guard bars with 6" pitch and all taxes, complete for finished item of work.
Windows
| 723 | Single shutter 2'0 x 4'0 (609.6 x 1219.2 mm ) Outer frame section size of 46 x 52 mm shutter frame section size of 46 x 46 mm | 1 sqm | 2929
| 724 | Double shutter 3'-0" x 4'-0" (914.4mm x 1219.2 mm) outer frame sectionsize of 46 x 52 mm shuter frame section size of 46 x 46 mm | 1 Sqm | 2929
| 725 | Double shutter 3'-0" x 4'-0" (914.4mm x 1219.2 mm) outer frame sectionsize of 46 x 52 mm shutter frame section size of 46 x 46 mm Mullion section size of 46 x 70 mm | 1 Sqm | 3103.9
| 726 | Double shutter 4'-0" x 4 '-0" (1219.2x12.19.2mm) outer frame section size of 46 x 52 mm shutter frame section size of 46 x 46 mm | 1 Sqm | 2929
| 727 | Double shutter 4'-0" x 4 '-0" (1219.2x1219.2mm) outer frame section size of 46 x 52 mm shutter frame section size of 46 x 46 mm Mullion section size of 46 x 70 mm | 1 Sqm | 3103.9
| 728 | Double shutter 4'-6" x 4 '-6" (1371.6x1371.6mm) outer frame section size of 46 x 52 mm shutter frame section size of 46 x 46 mm Mullion section size of 46 x 70 mm | 1 Sqm | 2767
| 729 | Centre fixed both side openable shutter 5'-0" x 4'-0" (1524x1219.2mm) outer frame section size of 46 x 52 mm shutter frame section size of 46 x 46 mm Mullion section size of 46 x 70 mm fixed beading section size of 18 x 25 mm | 1 Sqm | 2767
| 730 | Centre fixed both side openable shutter 6'-0" x 4'-0" (1828.8x1219.2mm) outer frame section size of 46 x 52 mm shutter frame section size of 46 x 46 mm Mullion section size of 46 x 70 mm fixed beading section size of 18 x 25 mm | 1 Sqm | 2767
| 731 | Centre fixed both side openable shutter 6'-0" x 4'-6" (1828.8x1371.6mm) outer frame section size of 46 x 52 mm shutter frame section size of 46 x 46 mm Mullion section size of 46 x 70 mm fixed beading section size of 18 x 25 mm | 1 Sqm | 2767
Ventilators :
| 732 | Top Hung 2 '-0" x 2'-0" (609.6x609.6mm) outer frame section size of 46mm x 52 mm shutter frame section size of 46mm x 46 mm | 1 Sqm | 3208.7
| 733 | Top Hung 4 '-0" x 2'-0" (1219.2x609.6mm) outer frame section size of 46 x 52 m shutter frame section size of 46 x 46 mm Mullion section size of 46 x 70 mm | 1 Sqm | 3208.7
| 734 | Top Hung 4 '-0" x 3'-0" (1219.2x914.4mm) outer frame section size of 46 x 52m m shutter frame section size of 46 x 46 mm Mullion section size of 46 x 70 mm | 1 Sqm | 3208.7
| 735 | Fixed louvers 2'-0" x 2'-0" (609.6x609.6mm)(Box section) outer frame section size of 33 x 57 mm | 1 Sqm | 2196.7
| 736 | Fixed louvers 4'-0" x 2'-0" (1219.2x609.6mm)(Box section) outer frame section size of 33 x 57 mm Mulliion section size of 33 x 57 | 1 Sqm | 2196.7
| 737 | Fixed louvers 4'-0" x 3'-0"(1219.2x914.4mm)(Box section) outer frame section size of 33 x 57 mm Mulliion section size of 33 x 57 | 1 Sqm | 2196.7
NCL or Equivalent ECO 3000 SERIES WINDOWS (SUITABLE FOR RESIDENTIAL BUILDINGS WITH GRILL PROVISION)
Providing and Fixing of windows made of pre-painted steel (Base steel as per IS 513 of 0.6mm thick galvanized as per IS 277 with Zinc of 150 GSM). Primer coated with epoxy primer of 5-7 microns thick, finish painted with a polyester paint of 12-16 microns thick and back coated with 5-7 microns thick alkyd backer. Section for outer frame should be of 48x50mm, center mullion should be of 48x50mm, section for shutter should be of 47x20mm and Fixed glass beading section should be of 12x12mm. Outer frame and mullions to have rebate for Glazed shutter and a 20mm provision for Guard bars/Grills. The sections are to be cut to length metre joined with corner bracket. Centre mullion is to be fixed with mullion cap. Seccolor Handle, 8” stay made of Aluminium, 2 nos. of Stainless Steel heavy duty Pivot hinges shall be provided per shutter. The windows should be paneled with 5mm thick plain float glass. Rubber Gaskets are provided all around the glass. The above frames should be fixed to the concrete/masonry wall by means of
self expanding screws, Including 10mm Square guard bars with 6” (152.4mm) pitch and all Taxes, etc., complete for finished item of work.
| 738 | Single shutter Window 2’0”x4’0” (609.6mm x 1219.2mm). Outer frame section size of 48x50mm shutter frame section size of 47x20mm. | 1 Sqm | 2696.8
| 739 | Double shutter Window with vertical mullion 3’0” x 4’0” ( 914.4mm x 1219.2mm) outer frame section size of 48x50mm shutter frame section size of 47x20mm. Mullion section size of 48x50mm. | 1 Sqm | 2871.7
| 740 | Double shutter Window with vertical member4’0” x 4’0” (1219.2mm x 1219.2mm) outer frame section size of 48x50mm shutter frame section size of 47x20mm and mullion section should be of 48x50mm. | 1 Sqm | 2871.7
| 741 | Centre fixed both side openable shutter window 5’0”x4’0” (1524mm x1219.2mm). Outer frame section size of 48x50mm. Shutter frame section size of 47x20mm. Mullion section size of 48x50mm. Fixed beading section size of 12x12mm. | 1 Sqm | 2533.7
| 742 | Centre fixed both side openable shutter window 6’0”x4’0” (1828.8mm x1219.2mm). Outer frame section size of 48x50mm. Shutter frame section size of 47x20mm. Mullion section size of 48x50mm. Fixed beading section size of 12x12mm. | 1 Sqm | 2533.7
NCL or Equivalent ECO 4000 SERIES WINDOWS (SUITABLE FOR RESIDENTIAL BUILDINGS WITH GRILL & FLYMESH PROVISION)
Providing & Fixing of windows made of pre-painted steel (Base Steel as per IS 513 of 0.6mm thick galvanized as per IS 277 with zinc of 150 GSM). Primer coated with epoxy primer of 5-7 microns thick, finish painted with a polyester paint of 12-16 microns thick and back coated with 5-7 microns thick alkyd backer. Section for outer frame should be of 72x50mm, center mullion should be of 72x50mm, Section for fixed glass beading section should be of 12x12mm and section for shutters should be of 47x20mm. Outer frame & mullion sections to have rebate for glazed shutters, flymesh and a 20mm provision for guard bars/grills. Flymesh shutter section should be of 20x40mm. The sections are to be cut to length metre joined with corner bracket. Centre mullions are to be fixed with mullion cap. Telescopic Stay, ‘D’ type handle, 2 nos’ of 3” Tower Bolt made of Aluminium. 2 Nos of heavy duty stainless steel pivot hinges shall be provided per Shutter. The windows should be paneled with 5mm thick plain float glass and S.S. Mesh for flymesh shutter(304 grade). Rubber Gaskets are provided all around the glass.
The above frames should be fixed to the concrete/masonry wall by means of self expanding screws. Including 10mm Square guard bars with 6” (152.4mm) pitch and all Taxes, complete for finished item of work
| 743 | Single shutter Window 2’0”x4’0” (609.6mm x 1219.2mm). Outer frame section size of 72x50mm shutter frame section size of 47x20mm. | 1 Sqm | 3580.2
| 744 | Double shutter Window with vertical mullion 3’0” x 4’0” ( 914.4mm x 1219.2mm) outer frame section size of 72x50mm shutter frame section size of 47x20mm. Mullion section size of 72x50mm. | 1 Sqm | 3755.2
| 745 | Double shutter Window with vertical member4’0” x 4’0” (1219.2mm x 1219.2mm) outer frame section size of 72x50mm shutter frame section size of 47x20mm and mullion section should be of 72x50mm. | 1 Sqm | 3755.2
| 746 | Centre fixed both side openable shutter window 5’0”x4’0” (1524mm x1219.2mm). Outer frame section size of 72x50mm. Shutter frame section size of 47x20mm. Mullion section size of 72x50mm. Fixed beading section size of 12x12mm. | 1 Sqm | 3418.2
| 747 | Centre fixed both side openable shutter window 6’0”x4’0” (1828.8mm x1219.2mm). Outer frame section size of 72x50mm. Shutter frame section size of 47x20mm. Mullion section size of 72x50mm. Fixed beading section size of 12x12mm. | 1 Sqm | 3418.2
Flymesh Shutters
Supply & fixing of Flymesh shtters of size 20 x 40 mm fly proof mesh with std. Spn (S.S.) flymesh inclding cost and conveyance of all materials, all taxes and labour charges etc. complete for finished item of work.
| 748 | Single shutter 2'-0" x 4'-0" (609.6x1219.2mm) shutter section size 20 x 40 mm | 1 Sqm | 673.9
| 749 | Double shutter 3'-0" x 4'-0" (914.4x1219.2mm) shutter section size 20 x 40 mm | 1 Sqm | 673.9
| 750 | Double shutter 4'-0" x 4'-0" (1219.2x1219.2mm) shutter section size 20 x 40 mm | 1 Sqm | 673.9
Supply & fixing of Flymesh shutters of size 20 x 40 mm fly proof mesh with Netlon flymesh inclding cost and conveyance of all materials, all taxes and labour charges etc. complete for finished item of work.
| 751 | Single shutter 2'-0" x 4'-0" (609.6x1219.2mm) shutter section size 20 x 40 mm | 1 Sqm | 581
| 752 | Double shutter 3'-0" x 4'-0" (914.4x1219.2mm) shutter section size 20 x 40 mm | 1 Sqm | 581
| 753 | Double shutter 4'-0" x 4'-0" (1219.2x1219.2mm) shutter section size 20 x 40 mm | 1 Sqm | 581
Door frames
Supply & fixing of Door frames made of all formed sections of 1.25mm thick CRCA section, size should be 50x60mm with 32mm rebate. The corner of the frame should be welded. The frame should be painted with one coat of primer and finished painted with pure polyester paint. The frame should be provided with approved quality butt hinges of 3 Nos. including all taxes complete for finished item of work.
| 754 | Single shutter 3'-0" x 7'-0" (914.4x2133.6mm) outer frame section size of 50 x 60 mm | 1RM | 146.9
| 755 | Double shutter 5'-0" x 7'-0" (1524x2133.6mm) outer frame section size of 50 x 60 mm | 1 RM | 146.9
Supplying & fixing of Door frame made of roll formed section of 1.25 mm thick CRCA section, size should be 50 x 60 mm with 32 mm rebate. The corner of the frame should be welded. The frame should be painted with one coat of primer and finished painted with pure plolyester paint. The frame should be provided with approved quality butt hinges of 3 Nos. including all taxes complete for finished item of work.
| 756 | Single shutter 3'-0" x 7'-0" (914.4x2133.6mm) outer frame section size of 50 x 75 mm | 1 RM | 167.4
| 757 | Single shutter 5'-0" x 7'-0" (1524x2133.6mm) outer frame section size of 50 x 75 mm | 1 RM | 167.4
SPECIFICATION OF HARDWYN OR EQUIVALENT DOOR CLOSER ISI MARKED
| 758 | Providing and fixing IS:3564 marked Aluminium Die cast body tubular type universal hydraulic door closer, Hardwyn make (Classic Queen) with necessary accessories and screws etc complete | Each | 453.6
| 759 | Providing and fixing IS:3564 marked Aluminium Extruded Section body tubular type universal hydraulic door closer with double speed adjustment, Hardwyn make (Mytel) with necessary accessories and screws etc complete | Each | 604.8
| 760 | Providing and fixing IS:3564 marked Aluminium Extruded Section body tubular type universal hydraulic door closer with double speed adjustment, Hardwyn make (Eddy) with necessary accessories and screws etc complete | Each | 712.8
| 761 | Providing and fixing IS:3564 marked Aluminium Extruded Section body tubular type universal hydraulic door closer with double speed adjustment, Hardwyn make (Gazel) with necessary accessories and screws etc complete | Each | 745.2
SPECIFICATION OF HARDWYN OR EQUIVALENT FLOOR SPRING ISI MARKED
| 762 | Providing and fixing double action hydraulic floor spring of approved brand manufacture IS : 6315 marked, Hardwyn make (U-32) for doors including cost of cutting floors as required, embedding in floors and S.S cover plates with Aluminum Pivot and single piece M.S. Sheet outer box with slide plate etc. complete (Weight Capacity upto 130 Kgs) | Each | 1803.6
| 763 | Providing and fixing double action hydraulic floor spring of approved brand manufacture IS : 6315 marked, Hardwyn make (U-32) for doors including cost of cutting floors as required, embedding in floors and Brass cover plates with Aluminum Pivot and single piece M.S. Sheet outer box with slide plate etc. complete (Weight Capacity upto 130 Kgs) | Each | 1911.6
| 764 | Providing and fixing double action hydraulic floor spring of approved brand manufacture Hardwyn make (U-88) for doors including cost of cutting floors as required, embedding in floors and S.S cover plates with Aluminum Pivot and single piece M.S. Sheet outer box with slide plate etc. complete (Weight Capacity upto 80 Kgs) | Each | 1350
| 765 | Providing and fixing double action hydraulic floor spring of approved brand manufacture Hardwyn make (U-88) for doors including cost of cutting floors as required, embedding in floors and Brass cover plates with Aluminum Pivot and single piece M.S. Sheet outer box with slide plate etc. complete (Weight Capacity upto 80 Kgs) | Each | 1458
Curtain Glazing
Supply and fixing of curtain Glazing made of pre painted steel (base steel as per IS 513 of 0.6 mm thick D quality, galvanized as per IS 277 with Zinc of 120 GSM) Primer coated with epoxy primer of 5-7 microns thick, finish painted with a polyester paint of 12- 16 microns thick and back coated with 5-7 microns thick alkyad backer. Section for outer frame should be 46 x 52 mm , section for mullion should be 46 x 70 mm and section for beading should be 18 x 25 mm. The Glazing should be panelled with 5 mm thick plain float Glass with Ethyl Propylene diameine Monomer (EPDM) Gaskets. The sections are to be cut to length, mitre joined with corner bracket. Cnetre mullions are to be fixed suing mullion cap. Handle made of high grade alluminium powder coated and nylon receiver. Gaskets made of Ethyl propylence Diamine Monomer (EPDM) Corner brackets made of CRCA with zinc phosphating. Mullion caps made of Glass filled nylon. The above frames should be fixed to the concrete / masonry wall be means of self expanding screws. Including all taxes & complete for finished item of work.
| 766 | Fixed Glazing 2'-0" x 2'-0" (609.6x609.6mm) grid outer frames section size of 46 x 52 mm | 1 Sqm | 2708.6
Mullion section size of 46 x 70mm
Beading section size of 18 x 25 mm
| 767 | Fixed Glazing 2'-0" x 3'-0" (609.6x914.4mm) grid outer frame section size of 46 x 52 mm | 1 sqm | 2708.6
Mulllion section size of 46 x 70 mm
Beading section size of 18 x 25 mm
| 768 | Fixed Glazing 3'-0" x 3'-0" (914.4x914.4mm) grid outer frame section size of 46 x 52 mm | 1 sqm | 2313.4
Mulllion section size of 46 x 70 mm
Beading section size of 18 x 25 mm
| 769 | Fixed Glazing 3'-0" x 4'-0" (914.4x1219.2mm) grid outer frame section size of 46 x 52 mm | 1 sqm | 2313.4
Mulllion section size of 46 x 70 mm
Beading section size of 18 x 25 mm
ALLUMINIUM DOORS AND WINDOWS
| 770 | Supplying alluminium Door frames with rectangular box hollw section (including annodisation cost) | 1 Kg | 190.1
| 771 | Supplying alluminium annodised openable sliding window, Ventgilator (including annodisation cost) | 1 Kg | 190.1
| 772 | A.C sheet Corrugated 6 mm thick | 1 sqm | 102.6
| 773 | A.C sheet plain 4 m thick | 1 sqm | 95
| 774 | A.C sheet plain 6 m thick | 1 sqm | 97.2
| 775 | Sun Control film to the glazed windows partition including labour charges. | 1 sqm | 259.2
| 776 | Alluminium Venetian blinds horizontal 25.4 mm wide with all accessories. | 1 sqm | 629.6
| 777 | Alluminium Venetian blinds Verticle 100 mm wide with all accessories. | 1 sqm | 1069.2
| 778 | S & F of marblex flooring with 2.0 mm thick in rolls. | 1 sqm | 351
| 779 | S&F Vinyl Flooring with tiles 1.5 mm thick in rolls | 1 sqm | 351
RATES OF WORKS
A. DISMANTLING
Dismantling clearing away and carefully stacking materials useful for reuse.
| 780 | Brick or stone masonry in clay upto 3 M height | 1 Cum | 54
| 781 | Brick or stone masonry in clay over 3 M height | 1 Cum | 64.8
| 782 | Brick or stone masonry in lime motar or brick masonry in cement mortar upto 3 M height | 1 Cum | 91.8
| 783 | Brick in lime mortar wall up to 3 M height | 1 Cum | 54
| 784 | Brick or stone masonry in lime motar or brick masonry in cement mortar over 3 M height | 1 Cum | 91.8
| 785 | Brick in lime mortar wall up to 3 M height | 1 Cum | 54
| 786 | Stone masonry in cement mortar upto 3 M height | 1 Cum | 129.6
| 787 | Stone masonry in cement mortar over 3 M height | 1 Cum | 156.6
| 788 | Terracing work in roofs or floors | 10 Sqm | 64.8
| 789 | Flat stones in roof or floors incluidng lifting | 10 Sqm | 54
| 790 | pan tiled or mangalore tiled roof without roof timbers. | 10 Sqm | 48.6
| 791 | Flat and pan tiles or Mangalore tiles over flat tiles without roof timbers | 10 Sqm | 54
| 792 | Old thatched roofing including tying materials into small bundles for reuse. | 10 Sqm | 16.2
| 793 | Wrought and framed timber in roofs or floors | 1 Cum | 81
| 794 | Doors and windows including removal of frame, hinges and fastening. | 1 sqm | 27
| 795 | Old lime mortor plaster | 10 Sqm | 16.2
| 796 | Old cement mortar plaster | 10 Sqm | 19.4
| 797 | Dry rough stone revetment for aprons and stacking within 40 M lead | 1 Cum | 25.9
| 798 | Revetment for aprons and stacking grouted within 40 lead | 1 Cum | 19.4
| 799 | Lime concrete | 1 Cum | 86.4
| 800 | Surki or cement concrete | 1 Cum | 135
| 801 | Cuddapah slabs or shahabad stone slabs fooring on sand bed | 10 Sqm | 27
| 802 | reinforced cement conrete | 1 Cum | 793.8
| 803 | Through scraping of old pllastered surface | 10 Sqm | 16.2
| 804 | Washing of platered surface with soap, soda and water (or with soda lime cumbly and water) | 10 Sqm | 5.4
| 805 | clean removal of lime plaster from walls and raking out joints 20mm deep or from terraced roof and raking out joints 100 mm deep | 10 Sqm | 17.3
| 806 | Clean removal of cement pllater from walls and raking out joint 200 mm deep | 10 Sqm | 18.4
Bailing out water for earth work excavation /concrete for foundatin below water level.(For building items only)
a) other than sandy soil
| 807 | 0.0 M to 1.0 M | 1 cum | 69.1
| 808 | 1.0 M to 2.0 M | 1 cum | 82.1
| 809 | 2.0 M to 3.0 M | 1 cum | 96.1
b) Sandy soil
| 810 | 0.0 M to 1.0 M | 1 cum | 110.2
| 811 | 1.0 M to 2.0 M | 1 cum | 170.6
| 812 | 2.0 M to 3.0 M | 1 cum | 206.3
(E) CONCRETE
| 813 | a) Supply and placing of the ready (design ) standard mix concrete M 20 grade from standard suppliers approved by the Department including cost and conveyance, pumping upto 5 floors and curing etc complete for finished item of work | 1 Cum | 2484
| 814 | For each additional floor for M20 grade concrete | 1 Cum | 32.4
| 815 | a) Supply and placing of the ready (design ) standard mix concrete M 25 grade from standard suppliers approved by the Department including cost and conveyance, pumping upto 5 floors and curing etc complete for finished item of work | 1 Cum | 2548.8
| 816 | For each additional floor for M25 grade concrete | 1 Cum | 32.4
(F) labour charges for wrought and put up incluidng fixing in position frames, shutters for doors, windows, ventilators etc.
| 817 | Fully panelled doors external or internal | 1 Sqm | 356.4
| 818 | Glazed and panelled doors | 1 Sqm | 343.4
| 819 | Framed and planked doors | 1 Sqm | 335.9
| 820 | Ledged, braced and planked doors | 1 Sqm | 288.4
| 821 | Windows glazed | 1 Sqm | 343.4
| 822 | Windows panelled | 1 Sqm | 452.5
| 823 | Windows ledged, braced and planked | 1 Sqm | 288.4
| 824 | Windows framed and planked | 1 Sqm | 274.3
| 825 | Ventilators glazed, fixed with double frame with wire netting. | 1 Sqm | 343.4
| 826 | Swing ventilators glazed | 1 Sqm | 370.4
| 827 | Weldmesh doors and windows | 1 Sqm | 288.4
| 828 | G.I or .AC sheet door & windows | 1 Sqm | 144.7
(G) MISCELLANEOUS ITEMS
| 829 | Preparing gabions with jungle wood | Each | 2.6
| 830 | Planting plants | Each | 1.9
| 831 | Pruning plants | Each | 1.9
| 832 | Maintaining avenues including fencing, weeding, milching, watering etc per plant. | Each | 4.5
| 833 | - do - When scattered in hot weather with extra conveyance from March to June | Each | 5.2
| 834 | Hoisting or lowering of slab | 1 cum | 72.4
| 835 | Dressing faces of granite stone (double line dressing) | 1 Sqm | 119.9
| 836 | Dressing faces of other than granite stone(double line dressing) | 1 Sqm | 74.5
Expansion Joint fillers
SUPPLY OF HIGH PERFORMANCE EXPANSION
JOINT FILLER BOARD. CONFIRMING TO M.O.S.T
(FOR ROADS&BUILDINGS)
"SILFLEX" CAPCELL HD-100
| 837 | A. 18MM THICK | 1 Sqm | 540
| 838 | B. 20MM THICK | 1 Sqm | 604.8
| 839 | C. 25MM THICK | 1 Sqm | 756
SUPPLY OF EXPANSION JOINT FILLER BOARD
FOR BUILDINGS, COLUMNS, BEAMS AND
SLABS
"ARMOUR BOARD" SILFILL
| 840 | A. 20MM THICK | 1 Sqm | 216
| 841 | B. 25MM THICK | 1 Sqm | 270
| 842 | C. 50MM THICK | 1 Sqm | 540
SUPPLY OF BACK UP TO COLD APPLIED
SEALANT IN CONSTRUCTION AND
LONGITUDINAL JOINT
"BACK UP ROAD" SILSEAL
| 843 | A. 10MM OD | 1 RM | 8.6
| 844 | B. 12MM OD | 1 RM | 10.4
| 845 | C. 15MM OD | 1 RM | 13
| 846 | D. 20MM OD | 1 RM | 17.3
| 847 | E. 25MM OD | 1 RM | 21.6
(H) SCAFFOLDING
| 848 | For superstructure in first floor over the rate of foundation and basement | 1 cum | 31.3
| 849 | For second floor over the rate of first floor superstructure | 1 cum | 37.8
| 850 | For third floor over the rate of IInd floor superstructure | 1 cum | 50.8
| 851 | For each additional floor over third floor | 1 cum | 22.7
Scaffolding for plastering of walls and ceiling or painting of roof timber or walls, where height is more than 3 M
| 852 | 1st and 2nd floor | 10 Sqm | 34.6
| 853 | 2nd and 3rd floor | 10 Sqm | 69.1
| 854 | 3rd and 4th floor | 10 Sqm | 103.7
| 855 | Extra for every additional floor over 4th floor | 10 Sqm | 24.8
Centering charges
| 856 | centering charges for all RCC roof slabs upto 150 mm depth and upto 3.66 M of floor height | 10 Sqm | 788.4
| 857 | Centering charges for all RCC roof slabs upto 150 mm depth & more than 3.66 M of floor height. Add for each additional metre height or part there of over the rate as in item above. | 10 Sqm | 216
| 858 | centering charges for all RCC roof slabs above 150 mm upto 300 mm depth and upto 3.66 M of floor height | 10 Sqm | 1170.7
| 859 | Centering charges for all RCC roof slabs above 150 mm and upto 300depth & more than 3.66 M of floor height. Add for each additional metre height or part there of over the rate as in item above. | 10 Sqm | 319.7
Centering charges for all R.C.C roof slabs projection upto 1.2 M only, at higher level without having such slab projections at lower levels.
| 860 | At 2nd floor level | 10 Sqm | 722.5
| 861 | At 3rd floor level | 10 Sqm | 754.9
| 862 | At 4th floor level | 10 Sqm | 788.4
| 863 | Centering charges for all RCC waffle slabs incluidng ribs etc,(plain area) upto 3.66 M of floor height | 10 Sqm | 1203.1
| 864 | Centering charges for all RCC waffle slabs including ribs etc. (plain area) & more than 3.66 M of floor height. Add for each additional metre height or part there of over the rate as in item above. | 10 Sqm | 328.3
| 865 | Centering charges for all R.C.C helical stair cases. | 10 Sqm | 1284.1
| 866 | Centering charges for RCM facia/ railing 50 to 75 mm thickness | 1 Sqm | 45.4
| 867 | Centering charges for sunshade 0.6 M width | 1 RM | 34
| 868 | Centering charges for sunshade 0.8 M width | 1 RM | 42.1
| 869 | Centering charges for sunshade 1.00 M width | 1 RM | 47.5
| 870 | Centering charges for T beams upto 3.66 M of floor height | 1 cum | 878
| 871 | Centering charges for T beams more than 3.66 M of floor height . Add for each additional metre height or part there of over the rate as in item above | 1 cum | 239.8
| 872 | Centering charges for Rectangular beam, L beams, upto 3.66 M of floor height | 1 cum | 744.1
| 873 | Centering charges for Rectangular beams & L beams more than 3.66 M of floor height . Add for each additional metre height or part there of over the rate as in item above | 1 cum | 203
| 874 | Centering charges for columns, pedastals | 1 cum | 744.1
| 875 | Centering charges for Templates, bed blocks and footings | 1 cum | 468.7
| 876 | Centering charges for arches upto 1.5 M span | 1 cum | 1013
| 877 | Centering charges for arches above 1.5 M span | 1 cum | 1081.1
| 878 | Centering charges for lintels and plinth beams ( less than 3.0 span) | 1 cum | 605.9
| 879 | Centering charges for slabs above 300 mm depth | 1 cum | 703.1
| 880 | Labour charges for 50 to 75 mm thick RCM Paradah walls | 1 sqm | 64.8
| 881 | Labour charges for fixing A.C sheets including cost of J.Bots bitumen washers etc. with or without ridges. | 10 sqm | 371.5
(j) LIFT CHARGES
For RCC items
| 882 | Between 1 st and 2 nd floor | 1 cum | 40
| 883 | Between 2nd and 3rd floor | 1 cum | 98.3
| 884 | Between 3rd and 4th floor | 1 cum | 183.6
| 885 | Between 4th and 5th floor | 1 cum | 288.4
| 886 | Between 5th and 6 th floor | 1 cum | 314.3
| 887 | between 6ht and 7 th floor | 1 cum | 393.1
| 888 | Between 7th and 8 th floor | 1 cum | 457.9
| 889 | Between 8th and 9 th floor | 1 cum | 510.8
| 890 | Between 9th and 10th floor | 1 cum | 589.7
LIFT CHARGES FOR BRICK MASONRY & STONE MASONRY
| 891 | Between 1 st and 2 nd floor | 1 cum | 32.9
| 892 | Between 2nd and 3rd floor | 1 cum | 46.4
| 893 | Between 3rd and 4th floor | 1 cum | 59.4
| 894 | Add extra for every additional floor above 4th floor | 1 cum | 19.4
Lift charges for impervious coat upto 26 mm thick plastering with impermo compound or shahabad stone flooring:
| 895 | Between 1 st and 2nd floor | 10 Sqm | 16.2
| 896 | Between 2nd and 3rd floor | 10 Sqm | 29.5
| 897 | Between 3rd and 4th floor | 10 Sqm | 43.2
| 898 | Add extra for every additional floor above 4th floor | 10 Sqm | 15.1
Lift charges for plastering
| 899 | Between 1 st and 2 nd floor | 10 Sqm | 8
| 900 | Between 2nd and 3rd floor | 10 Sqm | 14
| 901 | Between 3rd and 4th floor | 10 Sqm | 20.5
| 902 | Add extra for every additional floor above 4th floor | 10 Sqm | 9.1
Note:- SSR rates for Building Items are purely for guidance for the
officers for preparation of estimates vide para 113 of APPWD
code. Authority who prepares the estimate is however
responsible for proper rates as envisaged in para 45 of APPWD
code.
SANITARY AND WATER SUPPLY ITEMS
| S.No | Description of item | Unit | S S RATE FOR 2005-06
| 1 | 2 | 3
| 1 | Supplying, laying, jointing and testing 101.6 mm SWG pipes of ISI make conforming to ISI 651 &4127 with airtight cement joints in CM 1.5 : 1 prop. incluidng excavation of trenches and socket pits in any soil (except rock requiring blasting) upto 1524 mm(5'0") depth and refilling with watering and tamping. | 1 RM | 135.2
| 2 | Supplying, laying, jointing and testing 101.6 mm SWG pipes of ISI make conforming to ISI 651 &4127 with airtight cement joints in CM 1:5:1 prop. incluidng excavation of trenches and socket pits in any soil (except rock requiring blasting) upto 914.4 mm (3'0") depth and refilling with watering and tamping. | 1 RM | 105.6
| 3 | a) Supplying & fixing SWG bends 101.6 mm | Each | 33
| 4 | b) - do - labour charges only | Each | 12.1
| 5 | Supplying & fixing 152.4 mm x 101.6 mm SWG gully traps of ISI make conforming to ISI 651 &4127 with C.I Grating & Constg. Brick masonrary in CM 1 :6 prop. Intermediae chamber and fitted with 304.8 mm x 288.6mm (12"x9")C.I Frame and hinged cover | Each | 254.1
| 6 | Supply of SWG pipe of ISI make conforming to ISI 651 4" dia (101.6mm) | 1 RM | 46
| 7 | Supply of SWG pipe of ISI make conforming to ISI 651 6" dia (152.4mm) | 1 RM | 62.2
| 8 | Supply of SWG pipe of ISI make conforming to ISI 651 8" dia (203.2mm) | 1 RM | 156.8
| 9 | Supply of SWG pipe of ISI make conforming to ISI 651 10" dia (254mm) | 1 RM | 229.9
| 10 | Constructing 914.4 mm (3'0") dia brick in CM 1:6 prop. Masonry inspection chamber upto 1524 mm (5'0") depth including plastering with CM 1:3 prop. 12.7 mm (1/2")thick both inside and outside and fitted with 508 mm (20") dia light weight 20 kg CI frame and cover. | Each | 2420
| 11 | Constructing 914.4 mm (3'0")dia brick in CM 1:6 prop. Masonry inspection chamber upto 914.4 mm (3'0") depth including plastering with CM 1:3 prop. 12.7 mm (1/2")thick both inside and outside and fitted with 508 mm (20") dia light weight 20 kg CI frame and cover. | Each | 1754.5
| 12 | Extra for provision of medium weight 40 Kg in place of light weight cover. | Each | 357.5
| 13 | Constructing 914.4 mm x 457.2 mm (3'0"x1'6") brick in CM 1:6 prop. Masonry Inspection chamber upto 914.4 mm (3'0") and fitted with light weight 914.4 mm x 457.2 mm (3'0"x1'6") C.I frame and cover of 40 Kg. | Each | 1870
| 14 | Constructing 457.2 mm x 457.2 mm (1'6"x1'6") brick in CM 1:6 prop. Masonry. Inspection chamber upto 914.4 mm (3'0") and fitted with light weight 457.2 mm x 457.2 mm (1'6"x1'6") C.I frame and cover of 20 Kg. | Each | 1127.5
| 15 | a) Supplying & fixing 101.6 mm C.I Plug Bend | Each | 165
| 16 | b) - do - labour charges only | Each | 33
| 17 | a) Supplying & fixing 152.4mm dia CI plug bend Ist quality | Each | 377
| 18 | b) - do - labour charges only | Each | 43.7
| 19 | a) Supplying & fixing 101.6mm dia CI Plain bend Ist quality | Each | 154
| 20 | b) - do - labour charges only | Each | 33
| 21 | a)Making drainage connection in the existing inspection including all repairs | Each | 66
| 22 | b) - do - labour charges only | Each | 38.5
| 23 | a)Supplying , laying, jointing and testing 152.4 mm SWG pipes of ISI make conforming to ISI 651 &4127 with airtight cement joints in CM 1.5 : 1 prop. incluidng excavation of trenches and socket pits in any soil (except rock requiring blasting) upto 151.2 cm depth and refilling with watering and tamping. | 1 RM | 176
| 24 | b) - do - labour charges only | 1 RM | 38.5
| 25 | a)Supplying , laying, jointing and testing 152.4 mm CC bed 1 : 2 : 4 Prop: using 19.05 mm gauge graded granite metal chips and cradling 101.6 mm SWG pipe line all round to have 76.2 mm thick cover over the sockets. | 1 RM | 44
| 26 | b) - do - labour charges only | 1 RM | 5.5
| 27 | a)Supplying , laying, jointing and testing 152.4 mm CC bed 1:2:4 Prop: using 19.05 mm gauge graded granite metal chips and cradling 152.4 mm SWG pipe line all round to have 76.2 mm thick cover over the sockets. | 1 RM | 77
| 28 | b) - do - labour charges only | 1 RM | 27.5
| 29 | Supplying & Laying 101.6 mm SWG channels with cement mortor joints with suitable brick masonry for fixing the channels in position | 1 RM | 46.1
| 30 | b) - do - labour charges only | 1 RM | 19
| 31 | a) Supplying & Laying 152.4 mm SWG channels with cement mortor joints with suitable brick masonry for fixing the channels in position | 1 RM | 86.1
| 32 | b) - do - labour charges only | 1 RM | 26.6
| 33 | a) Supplying & fixing 101.6 mm C.I Soil pipes with cement caulked joints and painted black | 1 RM | 258.5
| 34 | b) - do - labour charges only | 1 RM | 74.8
| 35 | a) Supplying and fixing 152.4 mm (6") CI soil pipe Ist quality with cement caulked joints and painted black ( single socket) | 1 RM | 467.5
| 36 | b) - do - labour charges only | 1 RM | 74.8
| 37 | a) Supplying and fixing 76.2 mm (3") CI soil pipe Ist quality with cement caulked joints and painted black ( single socket) | 1 RM | 154
| 38 | b) - do - labour charges only | 1 RM | 74.3
| 39 | a) Supplying and fixing 152.4 mm(6") CI soil pipe Ist quality with cement caulked joints and painted black ( Double socket) | 1 RM | 495
| 40 | b) - do - labour charges only | 1 RM | 74.3
| 41 | a) Supplying and fixing 76.2 mm(3") CI soil pipe 1st quality with cement caulked joints and painted black ( Double socket) | 1 RM | 176
| 42 | b) - do - labour charges only | 1 RM | 74.3
| 43 | a) Supplying & fixing 101.6 mm (4") CI soil single junction with plug | Each | 220
| 44 | b) - do - labour charges only | Each | 22
| 45 | a) Supplying & fixig 152.4 mm (6") CI soil singel junctin with plain | Each | 377
| 46 | b) - do - labour charges only | Each | 43.7
| 47 | a) Supplying & fixing 152.4 x 152.4 mm (6"x6") CI single junction plug /door Ist quality | Each | 434.5
| 48 | b) - do - labour charges only | Each | 26.2
| 49 | a) S& F 101.6 mm (4") CI soil double junction with plug | Each | 237.6
| 50 | b) - do - labour charges only | Each | 33
| 51 | a) S & F 101.6 x 76.2 mmm CI soil offsets (calcutta make) | Each | 148.5
| 52 | b) - do - labour charges only | Each | 16.5
| 53 | a) Supplying & fixing 152.4 x 152.4 mm CI single offset Ist quality | Each | 290.2
| 54 | b) - do - labour charges only | Each | 26.2
| 55 | a) Supplying & fixing 203.2 x 76.2 mm CI soil offsets Ist quality | Each | 246.2
| 56 | b) - do - labour charges only | Each | 26.2
| 57 | a) Supplying & fixing 101.6 mm x 152.4 mm C.I soil offsets (Calcutta make) | Each | 176
| 58 | b) - do - labour charges only | Each | 19.8
| 59 | a) Supplying & fixing 88.9 mm A.C cowls | Each | 38.5
| 60 | b) - do - labour charges only | Each | 6.6
| 61 | a) Supplying & fixing A.C Cowl 63.5 mm dia | Each | 27.5
| 62 | b) - do - labour charges only | Each | 5.5
| 63 | a) supplying & fixing 101.6 mm x 63.5 mm CI inverted double junction (Calcutta/Nagpur make) | Each | 330
| 64 | b) - do - labour charges only | Each | 28.6
| 65 | a) S & F 76.2 mm CI Naharytrap (Calcutta/Nagpur make) | Each | 170.5
| 66 | b) - do - labour charges only | Each | 26.4
| 67 | Removing and refixing W.C s | Each | 133.1
| 68 | Removing and refixing wash hand basins of any size with fittings complete | Each | 104.5
| 69 | a) S & F 76.2 x 101.6 mm teak wood block complete | Each | 14.3
| 70 | b) - do - labour charges only | Each | 4.4
| 71 | a) S& F 76.2 mm C.I plug bends (Calcutta/Nagpur make) | Each | 110
| 72 | b) - do - labour charges only | Each | 13.2
| 73 | a) S & F 76.2 mm CI plain beds (Calcutta/Nagpur make) | Each | 96.8
| 74 | b) - do - labour charges only | Each | 11
| 75 | a) S&F 76.2 mm C.I single junction with Plug ( Calcutta / Nagapur make) | Each | 148.5
| 76 | b) - do - labour charges only | Each | 18.7
| 77 | a) S&F 76.2 mm C.I double junction with Plug ( Calcutta / Nagapur make) | Each | 209
| 78 | b) - do - labour charges only | Each | 22
| 79 | a) Supplying & fixing 76.2 mm x 76.2 mm CI offsets (Calcutta/Nagpur make) | Each | 115.5
| 80 | b) - do - labour charges only | Each | 3.3
| 81 | a) Supplying & fixing 76.2 mm x 152.4 mm CI offsets (Calcutta/Nagpur make) | Each | 126.5
| 82 | b) - do - labour charges only | Each | 16.5
| 83 | Supply & fixing 101.6 mm dia CI floor traps Ist quality | Each | 205.7
| 84 | a)Boxing of Nahany traps in RCC floors | Each | 88
| 85 | b) - do - labour charges only | Each | 44
| 86 | Boxing of W.C Trap in R.C.C floor in Ist floor Labour charges only | Each | 176
| 87 | Cutting holes in C.C; basement & repairs Labour charges only | Each | 49.5
| 88 | Cuttinng holes in stone masonry & basement and repairs Labour charges only | Each | 33
| 89 | Cutting holes in Brick masonry & repairs Labour charges only | Each | 22
| 90 | Cutting holes in RCC slab floor & repairs Labour charges only | Each | 33
| 91 | a) S & F 584.2 mm long Indian pattern white glazed W.C and trap | Each | 506
| 92 | b) - do - labour charges only | Each | 121
| 93 | a) S& F 584.2 mm long Orissa pan of parry Neycer/H.S.W make with 'P' & 'S' trap | Each | 849.2
| 94 | b) - do - labour charges only | Each | 151.8
| 95 | a) S & F porcelanin foot rest for I.W.C.(Rectangular pair) | Pair | 121
| 96 | b) - do - labour charges only | Pair | 27.5
| 97 | a) S &F low down porcelain flushing tank Hindustan Sanitary wae/ parry/ Neycer with internal components | Each | 1210
| 98 | b) - do - labour charges only | Each | 220
| 99 | a)S & F European type Hindustan / Neycer or parry W.C best Indian make white glazed (P trap) | Each | 605
| 100 | b) - do - labour charges only | Each | 110
| 101 | a) S & F European type Hindustan / Neycer or parry W.C best Indian make white glazed with 'S' trap | Each | 715
| 102 | b) - do - labour charges only | Each | 110
| 103 | a) S& F best Indian make plastic seat and lid for European water closets & Buffers as per IS 2548-1963 | Each | 242
| 104 | b) - do - labour charges only | Each | 33
Supply, Installation and commissioning approved make EWC(suit) CASCADE model P' or S' trap with porcelin cistern fixed on EWC with all internal parts of cistern vis. White seat cover of aproved make with rubber buffer and cap 15 mm angle stop cock 450 mm long PVC inter connection pipe wall flanges all of approved make etc. complete for finished item of work in all respects
| 105 | a) white | Each | 4878.5
| 106 | b) Extra for colour | Each | 1985.5
| 107 | c) Extra for spl. Colour | Each | 3971
| 108 | a) Supplying & Fixing 12.7 mm PVC connection with brass union nut C.P coated | Each | 55
| 109 | b) - do - labour charges only | Each | 11
| 110 | a) S & F 12.7 mm NP stop cock Indian make 300 grams | Each | 101.2
| 111 | b) - do - labour charges only | Each | 13.2
| 112 | a) S & F concealed stop cock 12.7 mm (1/2") | Each | 148.5
| 113 | b) - do - labour charges only | Each | 15.2
| 114 | a) S & F angle stop cock 12.7 mm dia first quality | Each | 105.6
| 115 | b) - do - labour charges only | Each | 15.2
| 116 | a) S&F 12.7 mm N.P bib tap Indian make 300 grams | Each | 101.2
| 117 | b) - do - labour charges only | Each | 13.2
| 118 | a) S&F 12.7mm N.P bib tap Indian make 250 grams | Each | 85.8
| 119 | b) - do - labour charges only | Each | 11
| 120 | a)S & F 31.75 mm brass plumber Union best Indian first quality | Each | 27.5
| 121 | b) - do - labour charges only | Each | 5.5
| 122 | a) S & F 12.7 mm brass stop cock Indian make 400 grams | Each | 88
| 123 | b) - do - labour charges only | Each | 11
| 124 | a) S & F 12.7 mm brass stop cock Indian make 300 grams | Each | 82.5
| 125 | b) - do - labour charges only | Each | 11
| 126 | a) S & F 12.7 mm brass bib cock Indian make 400 grams | Each | 96.8
| 127 | b) - do - labour charges only | Each | 11
| 128 | a) S & F 12.7 mm brass bib cock Indian make 300 grams | Each | 82.5
| 129 | b) - do - labour charges only | Each | 12.1
| 130 | S & F CP long body bib cock fancy type delux 300 grames dia 12.7 mm | Each | 171.6
| 131 | S & F 12.7mm dia high neck piller cock Ist quality Indian make 400 grams | Each | 274.6
| 132 | a) S & F 12.7 mm .M.P couplings | Each | 19.8
| 133 | b) - do - labour charges only | Each | 5.5
| 134 | a) S & F 19.05 mm M.P couplings | Each | 22
| 135 | b) - do - labour charges only | Each | 5.5
| 136 | a) S& F MP coupling 25.4 mm dia | Each | 52.8
| 137 | a) S & F PVC Rubber adopter for LLC and bend | Each | 11
| 138 | b) - do - labour charges only | Each | 3.3
| 139 | a) S& F 31.75 mm Brass union nuts | Each | 19.8
| 140 | b) - do - labour charges only | Each | 3.3
| 141 | a) S& F 38.1 mm Brass union nuts | Each | 20.9
| 142 | b) - do - labour charges only | Each | 4.4
| 143 | S& F GI union 12.7 mm Ist Quality | Each | 21.1
| 144 | S& F GI union 19.05 mm Ist Quality | Each | 26.4
| 145 | S& F GI union 25.4 mm Ist Quality | Each | 39.6
| 146 | S& F GI union 31.75 mm Ist Quality | Each | 49.5
| 147 | S& F GI union 38.1 mm Ist Quality | Each | 59.4
| 148 | S& F GI union 50.8 mm Ist Quality | Each | 72.6
| 149 | S& F GI connector 25.4 mm dia | Each | 44
| 150 | S& F 12.7 m GI 'T' A class Ist quality | Each | 27.5
| 151 | S& F 31.75 mm dia GI bend Ist quality | Each | 39.6
| 152 | S & F 31.75 mm dia GI 'T' 1st Quality | Each | 38.7
| 153 | a) Supplying & Fixing solder joints upto 50.8 mm dia | Each | 34.1
| 154 | b) - do - labour charges only | Each | 11
| 155 | a) Supplying & Fixing solution joints upto 50.8 dia Ist quality. | Each | 6.8
| 156 | b) - do - labour charges only | Each | 1.3
| 157 | a)S & F 558.8 mm x 406.4 mm Indian make wash hand basins (HSW/Parry/Earthenware) with 12.70 mm double N.P 400 grams piller taps wast plug chain complete with CI brackets including wooden block | Each | 605
| 158 | b) - do - labour charges only | Each | 154
| 159 | a) S& F pedestal (H.S.W / Parry/ Earthenware) | Each | 594
| 160 | b) - do - labour charges only | Each | 55
| 161 | a) S & F 31.75 mm C.P bottle trap (Heavy type) | Each | 165
| 162 | b) - do - labour charges only | Each | 22
| 163 | a) S & F 31.75 mm C.P TRAPS | Each | 165
| 164 | b) - do - labour charges only | Each | 22
| 165 | a) S & F 12.7 mm NP elbow action bib cock 600 gms | Each | 253
| 166 | b) - do - labour charges only | Each | 19
| 167 | a) S&F 12.7 m NP elbow action pillar cock 600 gms | Each | 211.2
| 168 | b) - do - labour charges only | Each | 16.5
| 169 | S&F 12.7 mm dia NP pillar cock Ist quality | Each | 102.9
| 170 | S&F 12.7 mm dia NP push cock Ist quality | Each | 110
| 171 | S&F 12.7 mm dia NP lift cock Ist quality | Each | 88
| 172 | a)S & F 38.1 mm C.P waste coupling | Each | 50.6
| 173 | b) - do - labour charges only | Each | 13.2
| 174 | a) S & F 31.75 mm PVC bottle trap | Each | 71.5
| 175 | b) - do - labour charges only | Each | 11
| 176 | a) S& F 38.1 mm brass plumber union | Each | 36.7
| 177 | b) - do - labour charges only | Each | 5.5
| 178 | a) S & F white glazed flat back urinals with screws complete Indian make (TWYFORT)(Parry/Neycer) | Each | 385
| 179 | b) - do - labour charges only | Each | 60.5
| 180 | a)S & F 19.05 mm NP stop cock Indian make with ISI mark 400 grams | Each | 143
| 181 | b) - do - labour charges only | Each | 11
| 182 | Chiselling the stone masonry wall for fixing of wooden blocks including finishing as directed by the department | Each | 16.5
| 183 | Chiselling the stone masonry wall and repairs as directed by the department. | 1 Rm | 77
| 184 | Chiselling the brick masonry wall and repairs as directed by the department. | 1 Rm | 16.5
| 185 | a) S & F NP telephonic shower spray set & valve mixer with rest and all fittings complete (ARK/ESSCO make) | Each | 825
| 186 | b) - do - labour charges only | Each | 198
| 187 | a) S & F NP shower spray fancy with NP Flexible pipe | Each | 275
| 188 | b) - do - labour charges only | Each | 66
| 189 | a) S & F NP cover for nahany trap | Each | 17.6
| 190 | b) - do - labour charges only | Each | 8.8
| 191 | a) Painting the flushing tank with white enamel paint | Each | 60.5
| 192 | b) - do - labour charges only | Each | 30.8
| 193 | S & F internal fittings for flush tank | Each | 330
| 194 | Repairing and over hauling flushing tank | Each | 44
| 195 | a) Supplying & Fixing NP chain rubber and plugh for baisn | Each | 22
| 196 | b) - do - labour charges only | Each | 3.3
| 197 | a) S & F 609.6 x 457.2 x 254 mm Indian make white glazed sink on cantilever brackets with 2 NP couplings, plug and chain complete | Each | 2035
| 198 | b) - do - labour charges only | Each | 165
| 199 | a) S & F 762.00 x 457.2 x 228.6 mm Indian make white glazed sink on cantilever brackets with 2 NP couplings, plug and chain complete | Each | 2420
| 200 | b) - do - labour charges only | Each | 165
| 201 | a) S & F 609.6 x 457.2 x 254 mm RCC terrazo finished sink (or constructed at site with 50.8mm thick) brass plug and chain incluidng CI cantilever brackets | Each | 330
| 202 | b) - do - labour charges only | Each | 110
| 203 | a) S & F 25.4 mm dia & 609.6 mm long aluminium anodized towel rod with brackets and aluminium screws | Each | 82.5
| 204 | b) - do - labour charges only | Each | 22
| 205 | a) S & F 19.04 mm dia & 609.6 mm long aluminium anodized towel rod with brackets and aluminium screws | Each | 71.5
| 206 | b) - do - labour charges only | Each | 33
| 207 | a) S & F 609.6 mm long 127 mm wide plate glass shelf with superior quality aluminium railing complete with aluminium screws | Each | 104.5
| 208 | b) - do - labour charges only | Each | 27.5
| 209 | a) S & F 609.6 mm long 127 mm wide plate glass shelf only | Each | 33
| 210 | b) - do - labour charges only | Each | 5.5
| 211 | a) S & F NP soap dish heavy type with NP SCREWS | Each | 132
| 212 | b) - do - labour charges only | Each | 6.1
| 213 | a) S &F NP holder brackets with screws | Each | 27.5
| 214 | b) - do - labour charges only | Each | 6.6
| 215 | a) S & F liquid soap container NP metalic with NP brackets and screws. | Each | 121
| 216 | b) - do - labour charges only | Each | 11
| 217 | a) Constructing R.C.C over head tank with partition complete | 1 Lt | 3.9
| 218 | b) - do - labour charges only | 1 Lt | 0.9
| 219 | a) Constructing R.C.C over head tank with out partition complete | 1 Lt | 3.3
| 220 | b) - do - labour charges only | 1 Lt | 0.8
| 221 | a) S & F 25.4 mm copper ball cock ith PVC ball Indian make ISI mark | Each | 209
| 222 | b) - do - labour charges only | Each | 22
| 223 | a) S & F 19.05 mm copper ball cock ith PVC ball Indian make ISI mark | Each | 170.5
| 224 | b) - do - labour charges only | Each | 22
| 225 | a)S & F 12.7 mm copper ball cock ith PVC ball Indian make ISI mark | Each | 110
| 226 | b) - do - labour charges only | Each | 22
| 227 | a) S & F 25.4 mm GM peet valve Indian make heavy type | Each | 231
| 228 | b) - do - labour charges only | Each | 22
| 229 | a) S & F 19.05 mm GM peet valve Indian make heavy type | Each | 178.2
| 230 | b) - do - labour charges only | Each | 22
| 231 | a) S & F 12.7 mm GM peet valve Indian make heavy type | Each | 137.5
| 232 | b) - do - labour charges only | Each | 22
| 233 | a) S & F 31.75 mm GM peet valve Indian make heavy type Ist quality | Each | 346.5
| 234 | a) S & F 38.1 mm GM peet valve Indian make heavy type Ist quality | Each | 545.6
| 235 | b) - do - labour charges only | Each | 33
| 236 | a)S & F 50.8 mm dia GM peet valve Ist quality | Each | 704
| 237 | b) - do - labour charges only | Each | 44
| 238 | a)S & F 63.5 mm dia GM peet valve Ist quality | Each | 1328.8
| 239 | b) - do - labour charges only | Each | 55
| 240 | a)S & F 76.2 mm dia GM peet valve Ist quality | Each | 1948.1
| 241 | b) - do - labour charges only | Each | 66
| 242 | a) S& F 12.7 mm GI pipe 'A' class ISI mark with GI fittings including the cost of pipe & its fittings & labour charges complete | 1 RM | 71.5
| 243 | b) - do - labour charges only | 1 RM | 19.8
| 244 | a) S& F 19.05 mm GI pipe 'A' class ISI mark with GI fittings including the cost of pipe & its fittings & labour charges complete | 1 RM | 77
| 245 | b) - do - labour charges only | 1 RM | 19.8
| 246 | a) S& F 25.4 mm GI pipe 'A' class ISI mark with GI fittings including the cost of pipe & its fittings & labour charges complete | 1 RM | 121
| 247 | b) - do - labour charges only | 1 RM | 19.8
| 248 | a) S& F 38.1 mm GI pipe 'A' class ISI mark with GI fittings including the cost of pipe & its fittings & labour charges complete | 1 RM | 165
| 249 | b) - do - labour charges only | 1 RM | 22
| 250 | a) S& F 50.8 mm GI pipe 'A' class ISI mark with GI fittings including the cost of pipe & its fittings & labour charges complete | 1 RM | 203.5
| 251 | b) - do - labour charges only | 1 RM | 33
| 252 | a) S& F 12.7 mm GI pipe 'B' class ISI mark with GI fittings including the cost of pipe & its fittings & labour charges complete | 1 RM | 88
| 253 | b) - do - labour charges only | 1 RM | 19.8
| 254 | a) S& F 19.05 mm GI pipe 'B' class ISI mark with GI fittings including the cost of pipe & its fittings & labour charges complete | 1 RM | 93.5
| 255 | b) - do - labour charges only | 1 RM | 19.8
| 256 | a) S& F 25.4 mm GI pipe 'B' class ISI mark with GI fittings including the cost of pipe & its fittings & labour charges complete | 1 RM | 137.5
| 257 | b) - do - labour charges only | 1 RM | 19.8
| 258 | a) S& F 38.1 mm GI pipe 'B' class ISI mark with GI fittings including the cost of pipe & its fittings & labour charges complete | 1 RM | 192.5
| 259 | b) - do - labour charges only | 1 RM | 22
| 260 | a) S& F 50.8 mm GI pipe 'B' class ISI mark with GI fittings including the cost of pipe & its fittings & labour charges complete | 1 RM | 247.5
| 261 | b) - do - labour charges only | 1 RM | 33
| 262 | a) S& F 31.75 mm GI pipe 'B' class ISI mark with GI fittings including the cost & conveyance of all labour charges complete | 1 RM | 154
| 263 | S & F 63.5 mm dia GI pipe 'B' class with GI fittings such as elbows tees couplings, nipples, plugs including excavation for trenches and refilling the trenches complete except for GI bends union and GI connectors with checknut and socket Tata or Zenith make. | 1 RM | 257.4
| 264 | a)S & F 12.7 mm holder bat clamps | Each | 6.6
| 265 | b) - do - labour charges only | Each | 3.3
| 266 | a)S & F 19.05 mm holder bat clamps | Each | 11
| 267 | b) - do - labour charges only | Each | 3.3
| 268 | a)S & F 25.4 mm holder bat clamps | Each | 13.2
| 269 | b) - do - labour charges only | Each | 3.3
| 270 | a)S & F 38.1 mm holder bat clamps | Each | 16.5
| 271 | b) - do - labour charges only | Each | 4.4
| 272 | a) Constructing Brick masonry chamber over the gully trap or peet valve and fitted with 304.8 x 228.6 m size CI frame and hinged cover. | Each | 198
| 273 | b) - do - labour charges only | Each | 49.5
| 274 | a)Constructing Brick mlasonry supprt for G.I pipe with C.M 304.8 x 228.6 x228.6 mm size including plastering and finishing etc. complete. | Each | 33
| 275 | b) - do - labour charges only | Each | 11
| 276 | a) S & F 12.7 x 152.0 mm NP shower rose heavy | Each | 82.5
| 277 | b) - do - labour charges only | Each | 9.9
| 278 | a) S & F 12.7 x 137.0 mm NP shower rose heavy | Each | 82.5
| 279 | b) - do - labour charges only | Each | 11
| 280 | a) S & F 12.7 x 101.6 mm NP shower rose heavy | Each | 71.5
| 281 | b) - do - labour charges only | Each | 11
| 282 | a) S & F 12.7 x 88.9 CP fancy shower | Each | 132
| 283 | b) - do - labour charges only | Each | 11
| 284 | a) Supplying & fixing 12.7 mm GI drain pipe with plug for tanks (Mudvalve) including making a hole | Each | 22
| 285 | b) - do - labour charges only | Each | 11
| 286 | a) Supplying & fixing 19.05 mm GI drain pipe with plug for tanks (Mud valve) including making a hole | Each | 33
| 287 | b) - do - labour charges only | Each | 11
| 288 | a) Supplying & fixing 25.4 mm GI drain pipe with plug for tanks (Mud valve) including making a hole | Each | 38.5
| 289 | b) - do - labour charges only | Each | 13.2
| 290 | a) Taking branch water connection from the existing 25.4 mm GI pipe including cutting threading, etc, complete with fitting, | Each | 77
| 291 | b) - do - labour charges only | Each | 22
| 292 | a) Taking branch water connection from the existing 19.05 mm GI pipe including cutting threading, etc, complete with fitting, | Each | 44
| 293 | b) - do - labour charges only | Each | 19.8
| 294 | a) Taking branch water connection from the existing 12.7 mm GI pipe including cutting threading, etc, complete with fitting, | Each | 33
| 295 | b) - do - labour charges only | Each | 16.5
| 296 | Supplying & fixing leather washers for 12.7 mm bib tap and stop cock | Each | 1.1
| 297 | Supplying & fixing leather washers for 19.05 mm bib tap and stop cock | Each | 2.2
| 298 | Supplying & Fixing 12.7 mm fibre washers | Each | 2.2
| 299 | Supplying & Fixing 19.05 mm fibre washers | Each | 2.8
| 300 | a) Supplying & fixing 304.8 x 228.6 mm CI frame & cover over gully taps | Each | 66
| 301 | b) - do - labour charges only | Each | 17.6
| 302 | a) Supplying & fixing CI Nahany trap grating | Each | 11
| 303 | b) - do - labour charges only | Each | 5.5
| 304 | a) Supplying & fixing CI gully trap grating | Each | 27.5
| 305 | b) - do - labour charges only | Each | 5.5
| 306 | a) Supplying & fixing valves for brass ball cocks 25.4 mm dia | Each | 11
| 307 | b) - do - labour charges only | Each | 4.4
| 308 | a) Supplying & fixing 12.7 m valve for bib tap or stop cocks | Each | 10.1
| 309 | b) - do - labour charges only | Each | 2.8
| 310 | a) Supplying & fixing 19.05 m valve for bib tap or stop cocks | Each | 16.5
| 311 | b) - do - labour charges only | Each | 3.3
| 312 | Removing 12.7 mm GI pipe and refixing the same | Rm | 28.6
| 313 | Removing 19.05 mm GI pipe and refixing the same | Rm | 33
| 314 | Removing 25.4 mm GI pipe and refixing the same | Rm | 48.4
| 315 | Removing 38.1 mm GI pipe and refixing the same | Rm | 60.5
| 316 | Removing 50.8 mm GI pipe and refixing the same | Rm | 71.5
| 317 | Cleaning the W.C with acid and Vim powder | Each | 16.5
| 318 | Cleaning the Urinal with acid and Vim power | Each | 16.5
| 319 | Cleaning the wash basin with acid and Vim power | Each | 16.5
| 320 | Cleaning the E.W.C with acid and Vim power | Each | 16.5
| 321 | a) Supplying & fixing 914.4 x 457.2 mm CI man hole frame and cover (light weight) | Each | 462
| 322 | b) - do - labour charges only | Each | 44
| 323 | a)Supplying & fixingg CI steps for septic tank. | Each | 27.5
| 324 | b) - do - labour charges only | Each | 5.5
| 325 | a) Supplying & fixing 50.8 cm dia man hole frame & cover for 914.4 mm dia chamebr (Light weight) | Each | 357.5
| 326 | b) - do - labour charges only | Each | 33
| 327 | a) Supplying & fixing 50.8 cm dia man hole frame & cover for 914.4 mm dia chamebr (Medium weight) | Each | 660
| 328 | b) - do - labour charges only | Each | 71.5
| 329 | a) Supplying & fixing 101.6 x 101.6 mm SWG Tee | Each | 49.5
| 330 | b) - do - labour charges only | Each | 12.1
| 331 | a) S & F SWG pipe 101.6 mm of Ist Class with cement joints | 1 RM | 50.6
| 332 | b) - do - labour charges only | 1 RM | 5.5
| 333 | a) Supplying & Fixing SWG pipe 152.4 mm of Ist Class with cement joints | 1 RM | 66
| 334 | b) - do - labour charges only | 1 RM | 11
| 335 | Constg. 50.8 mm thick RCM baffle wall with 2.267 Kg steel & rabbit wire mesh in CM 1:3 with fine rendering in neat cement | 1 Sqm | 115.5
| 336 | a) Constg. 50.8 mm RCC partition wall | 1 Sqm | 132
| 337 | b) - do - labour charges only | 1 Sqm | 22
| 338 | a) S & F double layer of bamboo matting tarred on both sides. | 10 Sqm | 330
| 339 | b) - do - labour charges only | 10 Sqm | 55
| 340 | Removing of 101.6 m or 76.2 mm CI pipe | 1 RM | 16.5
| 341 | a) Supplying & fixing 76.2 mm W.I clamps | Each | 8.8
| 342 | b) - do - labour charges only | Each | 3.3
| 343 | Extra depth of inspection chamber of 914.4 mm diameter excluding rock cutting. | 1 Rm | 660
| 344 | Extra depth of inspection chamber of 914.4 x 457.2mm diameter excluding rock cutting. | 1 Rm | 660
| 345 | a) Supplying & fixing NP coat hook | Each | 22
| 346 | b) - do - labour charges only | Each | 5.5
| 347 | Supplying & fixing small precast RCC water tanks including cover over the roof of building | 1 Lit | 3.3
| 348 | Labour charges for lay8ing glazed tiles | 1 Sqm | 55
| 349 | a) Providing & Placing on Terrace ( at all floor levels) polyetheylene water storage tank with Double layer approved brand & manufacture with cover and suitable locking arrangement & making necessary holes for inlet & outlets and over flow pipes but without fittings & base support for tanks | 1 Lit | 4.5
| 350 | b) - do - labour charges only | 1 Lit | 0.3
| 351 | Supply of Plastic storage tank lid with hinges | Each | 49.5
| 352 | Supply & Fixing 76.2 mm dia PVC elbow Ist quality | Each | 28.6
| 353 | Supply & fixing 31.75 mm dia PVC flexible waste pipe of 914.4 mm length of Ist quality | Each | 16.5
| 354 | Supply & Fixing 38.1 mm dia PVC solid waste pipe outlet | Each | 55
| 355 | Supply & fixing Fancy PVC shelf including all fittings | Each | 132
| 356 | a) Supplying and fixing TV shape mirror with plastic frame size 609.6 mm x 457 .2 mm | Each | 276.1
| 357 | b) - do - labour charges only | Each | 57
| 358 | a) Supplying & fixing GI pipe plug of size 12.7 mm dia | Each | 2.8
| 359 | b) - do - labour charges only | Each | 0.6
| 360 | a) Supplying & fixing 19.06 mm dia GI plug | Each | 3.3
| 361 | b) - do - labour charges only | Each | 0.6
| 362 | a) Supplyng and fixing 38.1 mm dia of GI plug | Each | 12.1
| 363 | b) - do - labour charges only | Each | 3.3
| 364 | a) Supplying & fixing 50.8 mm dia of GI PLUG | Each | 27.5
| 365 | b) - do - labour charges only | Each | 5.5
| 366 | a) Supplying & fixing 76.2 mm dia of GI PLUG | Each | 38.5
| 367 | b) - do - labour charges only | Each | 8.8
| 368 | a) Supplyng & fixing 19.05 mm non return valve | Each | 187
| 369 | b) - do - labour charges only | Each | 27.5
| 370 | a) Supplying & fixing25.4 mm dia non return valve | Each | 249.7
| 371 | b) - do - labour charges only | Each | 33
| 372 | a) Supplying & fixing 38.1 m dia non return valve | Each | 445.5
| 373 | b) - do - labour charges only | Each | 55
| 374 | a) Supplying & fixing 50.8 mm dia non return valve | Each | 638
| 375 | b) - do - labour charges only | Each | 55
| 376 | a) Supplying & fixing C.P flange. | Each | 8.8
| 377 | b) - do - labour charges only | Each | 3.3
| 378 | a) Supplying & fixing stainless steel sink size 36" x 18 " (914.4x457.2mm) 1 mm thick with accessories | Each | 3520
| 379 | b) - do - labour charges only | Each | 165
| 380 | a) Supplying & fixing stainless steel sink size 24" x18" x 8 " (609.6x457.2x203.2mm) 1 mm thick with accessories | Each | 2915
| 381 | b) - do - labour charges only | Each | 165
| 382 | a) Supplying & fixing stainless steel sink size 20" x18" x 8 " (508x457.2x203.2mm) 1 mm thick with accessories | Each | 2640
| 383 | b) - do - labour charges only | Each | 165
| 384 | Supplying & fixing 4 " x 24 " (101.6x609.6mm) white glazed porcelain channel fixed in brick masonrywhite cement pointing. | Each | 250.8
| 385 | Supply & Fixing of steel surgical long elbow action handle 12.7 mm dia bib cock indian make heavy type including all materials | Each | 506
| 386 | Supply & fixing 2 1/2" (63.5mm) dia Sluice valve ISI mark with 2 Nos. flanges, 8 nos, 3/4" dia nuts & bolts and all necessary washers and packing materials etc. complete | Each | 2989.8
| 387 | Supply & fixing porcelain P' trap | Each | 132
| 388 | Supplying & fixing oval shape basin white(520x410mm) parry or equalivalent | Each | 1298
| 389 | Supply & fixing RCC cover 22" dia with nominal reinforcement 3 " thick and hooks for lifting | Each | 440
| 390 | Supply & fixing cp spl. Grating with frame and cover of Ist quality | Each | 31.4
| 391 | Supply & fixing towel rod (CP) of 24" long and 3/4 " dia | Each | 204.6
| 392 | Supply & fixing of LLC handle set Ist quality | Each | 44
Supply & fixing 4" dia CP thimble pipe
| 393 | a) 150 mm long | Each | 220
| 394 | b) 220 mm long | Each | 330
| 395 | c) 300 mm long | Each | 440
| 396 | Supply & fixing CP long bend | Each | 178.8
| 397 | Supply & fixing CP short bend | Each | 89.1
Supply & fixing of PVC low level system parryware, slimline with internal components & short bend.
| 398 | a) 10 Ltrs capacity white | Each | 605
| 399 | b) 10 ltrs capacity colour | Each | 671
| 400 | c) 8 lts capacity tuffmate white & colour | Each | 407
| 401 | Supplying & fixng bib cock with flange C.P jaquar make queen series. | Each | 752
Supply & fixing bib cock cum health faucet with 1 m long flexible tube and wall hook of jaquar make queen series
| 402 | a ) Chrome plated | Each | 2139.8
| 403 | b) Ivory gold | Each | 3684.5
Supply & fixing pillar cock jaquar make Queen series
| 404 | a ) Chrome plated | Each | 783.2
| 405 | b) Ivory gold | Each | 1371.7
Supply & fixing Angular stop cokc with wall flange jaquar make Queen series
| 406 | a ) Chrome plated | Each | 723.3
| 407 | b) Ivory gold | Each | 1338.7
Supply & fixing Waste coupling jaquar make
| 408 | a ) Chrome plated | Each | 134.6
| 409 | b) Ivory gold | Each | 147.6
Supply & fixng of Bottle trap jaquar make
| 410 | a ) Chrome plated | Each | 504.9
| 411 | b) Ivory gold | Each | 1027.4
Supply & Fixing copper pipe 450 mm long with nuts & washers Jaquar make
| 412 | a ) Chrome plated | Each | 153.2
| 413 | b) Ivory gold | Each | 271.7
Supply and fixing wall mirror with provision for ove head shower and 115 mm long bend pipe with wall flange jaquar make queen series
| 414 | a ) Chrome plated | Each | 2476.1
| 415 | b) Ivory gold | Each | 4596.4
Supply & fixing overhead shower rose with revolving joint and 150 mm long swivel shower arm Jaquar make qureen sseries.
| 416 | a) Chrome plated | Each | 969.1
| 417 | b) Ivory Gold | Each | 1712.6
| 418 | Supply and Fixing Wall Mixer with Telephonic shower arrangement with crutch and flexible pipe Jaquar series Ivory gold colour for bath tub. | Each | 4522.3
| 419 | Suply & fixing Bath tub overflow set complete with over flow cap, 450 mm Ball chain with rubber plug & union bend with brass nut jaquar make, Ivory gold colour. | Each | 775
| 420 | Supply & fixing sink cock with regular swinging spout with wall flange chromeplated Jaquar make Queen series | Each | 1084.5
Supply & fixing soap dish jaquar make queen series:
| 421 | a) Chrome plated | Each | 624.5
| 422 | b) Ivory Gold | Each | 996.3
Supply & fixng of toilet paper holder Jaquar make Queen series.
| 423 | a) Chrome plated | Each | 507.4
| 424 | b) Ivory Gold | Each | 803.4
Supply & Fixing of Towel ring Jaquar make Queen series
| 425 | a) Chrome plated | Each | 523.2
| 426 | b) Ivory Gold | Each | 803.4
Supply & Fixing of towel coat hok Jaquar make Queen series
| 427 | a) Chrome plated | Each | 355.6
| 428 | b) Ivory Gold | Each | 563.8
| 429 | Supply & Fixing of Towel rod 24 " Jaquar make Queen series Ivory gold colour | Each | 2740.1
| 430 | Supply & Fixing of Tumbler holder Jaquar make Queen series, Ivory gtold colour | Each | 877.5
| 431 | Supply & fixing of Glass shelf 22" Jaquar make Queen series, Ivory gold colour | Each | 1680.9
"CZAR" OR EQUIVALENT BATH ROOM FITTINGS ACCESSORIES PRICES INCLUSION OF ALL THE TAXES
| 432 | Polo 3 flow hand shower-ts1000 | Each | 950
| 433 | Polo 3 flow overhead shower - ts 1001 | Each | 779
| 434 | Polo 4 flow hand shower - ts 1002 | Each | 1425
| 435 | Rain head shower 6"-ts 1003 | Each | 665
| 436 | Rain head shower 9"- ts 1004 | Each | 1425
| 437 | Rio hand 4 flow shower -ts 1005 | Each | 903
| 438 | Rio 4 flow overhead shower -ts 1006 | Each | 713
| 439 | Viva 4 flow hand shower -ts 1007 | Each | 1378
| 440 | Viva 4 flow overhead shower –ts1008 | Each | 1045
| 441 | Sliding tel shower rail -ts 1009 | Each | 665
| 442 | Flexi shower rail -ts 1010 | Each | 950
| 443 | Tel shower jet/w/1.5 mtr pipe & wall hook -s 2302 -cp | Each | 570
| 444 | Tel shower jet/w/1.5 mtr pipe & wall hook -s 2302 -col/cp | Each | 760
| 445 | Tel shower jet/w/1.5 mtr pipe & wall hook -s 2302 -col/gold | Each | 894
| 446 | Tel shower jet/w/1.5 mtr pipe & wall hook -s 2302 -spl/gold | Each | 994
| 447 | Tel shower jet/w/1.5 mtr pipe & wall hook -s 2302 -gold | Each | 1169
| 448 | Health faucet -s 2307 -cp | Each | 676
| 449 | Health faucet -s 2307 -col/cp | Each | 901
| 450 | Health faucet -s 2307 -col/gold | Each | 1061
| 451 | Health faucet -s 2307 -spl/gold | Each | 1179
| 452 | Health faucet -s 2307 -gold | Each | 1387
| 453 | Bottle trap h/ casted 40/32mm -s 2061-cp | Each | 575
| 454 | Bottle trap h/ casted 40/32mm -s 2061-col/cp | Each | 765
| 455 | Bottle trap h/ casted 40/32mm -s 2061-col/gold | Each | 902
| 456 | Bottle trap h/ casted 40/32mm -s 2061-spl/gold | Each | 1001
| 457 | Bottle trap h/ casted 40/32mm -s 2061-gold | Each | 1179
| 458 | Bottle trap exclu 40/32mm -s 2602 cp | Each | 405
| 459 | Waste coupling heavy - s2603 cp 32mm | Each | 138
| 460 | Waste coupling heavy - s2604cp 40mm | Each | 157
| 461 | Waste coupling heavy - s2603 col/cp 32mm | Each | 183
| 462 | Waste coupling heavy - s2604 col/cp 40mm | Each | 209
| 463 | Waste coupling heavy - s2603 spl/gold 32mm | Each | 240
| 464 | Waste coupling heavy - s2604 spl/gold 40mm | Each | 274
| 465 | Waste coupling heavy - s2603 gold 32mm | Each | 282
| 466 | Waste coupling heavy - s2604 gold 40mm | Each | 321
| 467 | Waste coupling 150 mm long - s2605 cp 40mm | Each | 217
| 468 | Waste coupling 150 mm long - s2605 col/cp 40mm | Each | 289
| 469 | Waste coupling 150 mm long - s2605 spl/gold 40mm | Each | 377
| 470 | Waste coupling 150 mm long - s2605 gold 40mm | Each | 445
| 471 | Bath tub over flow set-s2606 -cp | Each | 426
| 472 | Bath tub over flow set-s2606 -col/cp | Each | 567
| 473 | Bath tub over flow set-s2606 -col/gold | Each | 668
| 474 | Bath tub over flow set-s2606 -spl/gold | Each | 742
| 475 | Bath tub over flow set-s2606 -gold |  | 873
| 476 | Concealed flush valve 32mm -sy 163 cp | Each | 1615
| 477 | Concealed flush valve 32mm -sy 163 col/cp | Each | 2154
| 478 | Concealed flush valve 32mm -sy 163 col/gold | Each | 2534
| 479 | Concealed flush valve 32mm -sy 163 spl/gold | Each | 2815
| 480 | Concealed flush valve 32mm -sy 163 gold | Each | 3312
| 481 | Urinal flush valve 15mm -sy 2404 cp | Each | 1055
| 482 | Urinal flush valve 15mm -sy 2404 col/cp | Each | 1406
| 483 | Urinal flush valve 15mm -sy 2404 col/gold | Each | 1654
| 484 | Urinal flush valve 15mm -sy 2404 spl/gold | Each | 1837
| 485 | Urinal flush valve 15mm -sy 2404 gold | Each | 2162
| 486 | Single line flush valve 32 mm w/elbow bend & flange - sy 2405 cp | Each | 1587
| 487 | Single line flush valve 32 mm w/elbow bend & flange - sy 2405 col/cp | Each | 2116
| 488 | Single line flush valve 32 mm w/elbow bend & flange - sy 2405 col/gold | Each | 2489
| 489 | Single line flush valve 32 mm w/elbow bend & flange - sy 2405 spl/gold | Each | 2765
| 490 | Single line flush valve 32 mm w/elbow bend & flange - sy 2405 gold | Each | 3253
| 491 | Single line flush valve 32 mm w/o elbow bend - sy 2406 cp | Each | 1397
| 492 | Single line flush valve 32 mm w/elbow bend & flange - sy 2406 col/cp | Each | 1862
| 493 | Single line flush valve 32 mm w/elbow bend & flange - sy 2406 col/gold | Each | 2191
| 494 | Single line flush valve 32 mm w/elbow bend & flange - sy 2406 spl/gold | Each | 2434
| 495 | Single line flush valve 32 mm w/elbow bend & flange - sy 2406 gold | Each | 2863
| 496 | Flush cock half turn -25mm -s2407 cp | Each | 713
| 497 | Flush cock half turn -25mm -s2407 col/cp | Each | 950
| 498 | Flush cock half turn -25mm -s2407 col/gold | Each | 1117
| 499 | Flush cock half turn -25mm -s2407 spl/gold | Each | 1242
| 500 | Flush cock half turn -25mm -s2407 gold | Each | 1461
| 501 | Flush cock lever type -25mm -s2408 cp | Each | 806
| 502 | Flush cock lever type -25mm -s2408 col/cp | Each | 1076
| 503 | Flush cock lever type -25mm -s2408 col/gold | Each | 1266
| 504 | Flush cock lever type -25mm -s2408 spl/gold | Each | 1407
| 505 | Flush cock lever type -25mm -s2408 gold | Each | 1656
| 506 | Push cock 25mm -s2409 cp | Each | 722
| 507 | Push cock 25mm -s2409 col/cp | Each | 962
| 508 | Push cock 25mm -s2409 col/gold | Each | 1132
| 509 | Push cock 25mm -s2409 spl/gold | Each | 1258
| 510 | Push cock 25mm -s2409 gold | Each | 1480
| 511 | Urinal push cook 15 mm - s 2410 cp | Each | 229
| 512 | Urinal push cook 15 mm - s 2410 col/cp | Each | 305
| 513 | Urinal push cook 15 mm - s 2410 col/gold | Each | 359
| 514 | Urinal push cook 15 mm - s 2410 spl/goldcp | Each | 399
| 515 | Urinal push cook 15 mm - s 2410 gold | Each | 469
| 516 | Pillar cock deluxe s 2000 15mm | Each | 309
| 517 | Pillar cock regular s 2001 15mm | Each | 371
| 518 | Bib cock with flange s 2002 15mm | Each | 301
| 519 | Bib cock long nose with flange s 2003 15mm | Each | 407
| 520 | Bib cock long body straight with flange s 2004 15mm | Each | 356
| 521 | Concealed stop cock sheet flange s 2007 15mm | Each | 372
| 522 | Concealed sheet sliding s 2010 15mm | Each | 405
| 523 | Concealed sheet sliding s 2006 20mm | Each | 466
| 524 | Concealed casted sliding wall flange s 2009 15mm | Each | 483
| 525 | Concealed casted sliding wall flange s 2013 20mm | Each | 676
| 526 | Concealed casted s 2008 15mm | Each | 475
| 527 | Concealed casted s 2012 20mm | Each | 638
| 528 | Angle cock with wall flange s 2014 15mm | Each | 290
| 529 | Angle cock with long thread with flange s 2015 15mm | Each | 314
| 530 | Angle cock with 18" connection with flange s 2016 15mm | Each | 368
| 531 | Swan neck (left/right) s 2018 15mm | Each | 608
| 532 | Sink cock with casted swivel spout with flange s 2019 15mm | Each | 590
| 533 | Bath cock with wall flange s 2020 15mm | Each | 618
| 534 | Two way bib cock with flange s 2021 15mm | Each | 475
| 535 | Two way angle cock with flange s 2022 15mm | Each | 475
| 536 | Sink cock table mounted with casted swivel spout s 2023 15mm | Each | 594
| 537 | Sink cock pipe spout "goose" s 2024 15mm | Each | 594
| 538 | Central hole basin mixer s 2101 15mm | Each | 1235
| 539 | Close hole basin mixer s 2102 15mm | Each | 1235
| 540 | Three hole basin mixer without pop up waste system s 2103 15mm | Each | 1435
| 541 | Three hole basin with pop up waste system s 8-2103 a 15mm | Each | 1710
| 542 | Wall mixer with arrangement for telephonic shower s 2105 a 15mm | Each | 1406
| 543 | Wall mixer non telephonic shower arragement s 2106 15mm | Each | 1159
| 544 | Wall mixer with bend for over head shower s 2105 15mm | Each | 1454
| 545 | Wall mixer with tip ton for telephonic shower arrangement s 2104 15mm | Each | 1425
| 546 | Wall mixer 3 in 1 for both telephonic shower & overlead shower s 2107 15mm | Each | 1710
| 547 | Sink mixer with casted swivel spout s 2109 15mm | Each | 1088
| 548 | Sink mixer table mounted with casted swivel spout s 2111 15mm | Each | 1197
| 549 | Sink mixer pipe spout "goose" s 2112 15mm | Each | 1259
| 550 | Four hole bidet mixer with pop up waste system (bottom spray) s 2110 15 mm | Each | 1910
| 551 | One hole bidet mixer with pop up waste system s 2108 15 mm | Each | 1663
| 552 | Spout plain with flange s 2201 15mm | Each | 485
| 553 | Spout plain with flange s 2202 20mm | Each | 525
| 554 | Spout with flange 9" long s 2203 15mm | Each | 609
| 555 | Tip ton spout with flange s 2205 15mm | Each | 796
| 556 | Shower arm with wall range s 2306 15mm | Each | 243
| 557 | Sona shower s 2305 15mm | Each | 335
| 558 | Tushar shower s 2304 15mm | Each | 330
| 559 | Flush valve without elbow bend s 2401 32mm | Each | 1563
| 560 | Flush valve with elbow blend & wall falnge s 2402 32 mm | Each | 1781
| 561 | Two way bvertor with flange s 2501 15 mm | Each | 875
| 562 | Four way owertor with nrv s 2503 15mm | Each | 1363
| 563 | Four way fflvertor with nrv extended for duct provision s 2504 15mm | Each | 1811
| 564 | Concealed casted sliding extended for duct s 2505 15mm | Each | 829
| 565 | Piller cock sy 101 cp | Each | 380
| 566 | Piller cock sy 101 col/cp | Each | 506
| 567 | Piller cock sy 101 col/gold | Each | 596
| 568 | Piller cock sy 101 spl/gold | Each | 662
| 569 | Piller cock sy 101 gold | Each | 779
| 570 | Bib cock with flange sy 102 cp | Each | 366
| 571 | Bib cock with flange sy 102 col/cp | Each | 501
| 572 | Bib cock with flange sy 102 col/gold | Each | 589
| 573 | Bib cock with flange sy 102 spl/gold | Each | 654
| 574 | Bib cock with flange sy 102 gold | Each | 770
| 575 | Bib cock long nose with flange sy 103 cp | Each | 475
| 576 | Bib cock long nose with flange sy 103 col/cp | Each | 634
| 577 | Bib cock long nose with flange sy 103 col/gold | Each | 745
| 578 | Bib cock long nose with flange sy 103 spl/gold | Each | 827
| 579 | Bib cock long nose with flange sy 103 gold | Each | 974
| 580 | Stop cock male/female sy 105 cp | Each | 342
| 581 | Stop cock male/female sy 105 col/cp | Each | 456
| 582 | Stop cock male/female sy 105 col/gold | Each | 537
| 583 | Stop cock male/female sy 105 spl/gold | Each | 596
| 584 | Stop cock male/female sy 105 gold | Each | 701
| 585 | Concealed casted 15 mm with adjustable w/f sy 106 cp | Each | 534
| 586 | Concealed casted 15 mm with adjustable w/f sy 106 col/cp | Each | 712
| 587 | Concealed casted 15 mm with adjustable w/f sy 106 col/gold | Each | 837
| 588 | Concealed casted 15 mm with adjustable w/f sy 106 spl/gold | Each | 930
| 589 | Concealed casted 15 mm with adjustable w/f sy 106 gold | Each | 1094
| 590 | Concealed casted 20mm with adjustable w/f sy 107 cp | Each | 724
| 591 | Concealed casted 20mm with adjustable w/f sy 107 col/cp | Each | 965
| 592 | Concealed casted 20mm with adjustable w/f sy 107 col/gold | Each | 1135
| 593 | Concealed casted 20mm with adjustable w/f sy 107 spl/gold | Each | 1262
| 594 | Concealed casted 20mm with adjustable w/f sy 107 gold | Each | 1484
| 595 | Concealed casted heavy 20mm with adjustable w/f sy 107a cp | Each | 770
| 596 | Concealed casted heavy 20mm with adjustable w/f sy 107a col/cp | Each | 1027
| 597 | Concealed casted heavy 20mm with adjustable w/f sy 107a col/gold | Each | 1208
| 598 | Concealed casted heavy 20mm with adjustable w/f sy 107a spl/gold | Each | 1342
| 599 | Concealed casted heavy 20mm with adjustable w/f sy 107a gold | Each | 1580
| 600 | Angle cock with wall flange sy 100 cp | Each | 342
| 601 | Angle cock with wall flange sy 100 col/cp | Each | 456
| 602 | Angle cock with wall flange sy 100 col/gold | Each | 537
| 603 | Angle cock with wall flange sy 100 spl/gold | Each | 596
| 604 | Angle cock with wall flange sy 100 gold | Each | 701
| 605 | Angle cock with 18" connection & flange sy 100a cp | Each | 491
| 606 | Angle cock with 18" connection & flange sy 100a col/cp | Each | 656
| 607 | Angle cock with 18" connection & flange sy 100a col/gold | Each | 771
| 608 | Angle cock with 18" connection & flange sy 100a spl/gold | Each | 857
| 609 | Angle cock with 18" connection & flange sy 100a gold | Each | 1008
| 610 | Two way angle cock with flange sy 100b cp | Each | 665
| 611 | Two way angle cock with flange sy 100b col/cp | Each | 886
| 612 | Two way angle cock with flange sy 100b col/gold | Each | 1043
| 613 | Two way angle cock with flange sy 100b spl/gold | Each | 1159
| 614 | Two way angle cock with flange sy 100b gold | Each | 1363
|  | Swan neck (left/right) sy 111 cp | Each | 694
| 615 | Swan neck (left/right) sy 111 col/cp | Each | 924
| 616 | Swan neck (left/right) sy 111 col/gold | Each | 1088
| 617 | Swan neck (left/right) sy 111 spl/gold | Each | 1208
| 618 | Swan neck (left/right) sy 111 gold | Each | 1422
| 619 | Sink cock with casted swivel spout sy 112 cp | Each | 656
| 620 | Sink cock with casted swivel spout sy 112 col/cp | Each | 874
| 621 | Sink cock with casted swivel spout sy 112 col/gold | Each | 1028
| 622 | Sink cock with casted swivel spout sy 112 spl/gold | Each | 1142
| 623 | Sink cock with casted swivel spout sy 112 gold | Each | 1344
| 624 | Bib cock surgical with flange sy 114 cp | Each | 702
| 625 | Bib cock surgical with flange sy 114 col/cp | Each | 936
| 626 | Bib cock surgical with flange sy 114 col/gold | Each | 1101
| 627 | Bib cock surgical with flange sy 114 spl/gold | Each | 1224
| 628 | Bib cock surgical with flange sy 114 gold | Each | 1440
| 629 | Pillar cock surgical sy 115 cp | Each | 653
| 630 | Pillar cock surgical sy 115 col/cp | Each | 870
| 631 | Pillar cock surgical sy 115 col/gold | Each | 1024
| 632 | Pillar cock surgical sy 115 spl/gold | Each | 1137
| 633 | Pillar cock surgical sy 115 gold | Each | 1339
| 634 | Two way bib cock with flange sy 116 cp | Each | 665
| 635 | Two way bib cock with flange sy 116 col/cp | Each | 886
| 636 | Two way bib cock with flange sy 116 col/gold | Each | 1043
| 637 | Two way bib cock with flange sy 116 spl/gold | Each | 1159
| 638 | Two way bib cock with flange sy 116 gold | Each | 1363
| 639 | Bib cock tip ton with wall flange sy 116a cp | Each | 665
| 640 | Bib cock tip ton with wall flange sy 116a col/cp | Each | 886
| 641 | Bib cock tip ton with wall flange sy 116a spl/gold | Each | 1043
| 642 | Bib cock tip ton with wall flange sy 116a spl/gold | Each | 1159
| 643 | Bib cock tip ton with wall flange sy 116a gold | Each | 1363
| 644 | Swan neck with casted swivel spout sy 118 cp | Each | 732
| 645 | Swan neck with casted swivel spout sy 118 col/cp | Each | 976
| 646 | Swan neck with casted swivel spout sy 118 col/gold | Each | 1148
| 647 | Swan neck with casted swivel spout sy 118 spl/gold | Each | 1275
| 648 | Swan neck with casted swivel spout sy 118 gold | Each | 1500
| 649 | Sink cock table top with casted swivel spout sy 119 cp | Each | 689
| 650 | Sink cock table top with casted swivel spout sy 119 col/cp | Each | 919
| 651 | Sink cock table top with casted swivel spout sy 119 col/gold | Each | 1080
| 652 | Sink cock table top with casted swivel spout sy 119 spl/gold | Each | 1200
| 653 | Sink cock table top with casted swivel spout sy 119 gold | Each | 1413
| 654 | Cental hole basin mixer sy 121 cp | Each | 1335
| 655 | Cental hole basin mixer sy 121 col/cp | Each | 1779
| 656 | Cental hole basin mixer sy 121 col/gold | Each | 2094
| 657 | Cental hole basin mixer sy 121 spl/gold | Each | 2327
| 658 | Cental hole basin mixer sy 121 gold | Each | 2737
| 659 | 3 tap hole basin mixer w/o pop up waste system sy 122 cp | Each | 1525
| 660 | 3 tap hole basin mixer w/o pop up waste system sy 122 col/cp | Each | 2033
| 661 | 3 tap hole basin mixer w/o pop up waste system sy 122 col/gold | Each | 2392
| 662 | 3 tap hole basin mixer w/o pop up waste system sy 122 spl/gold | Each | 2657
| 663 | 3 tap hole basin mixer w/o pop up waste system sy 122 gold | Each | 3126
| 664 | 3 top hole with pop up waste system sy 134 cp | Each | 1899
| 665 | 3 top hole with pop up waste system sy 134 col/cp | Each | 2518
| 666 | 3 top hole with pop up waste system sy 134 col/gold | Each | 2962
| 667 | 3 top hole with pop up waste system sy 134 spl/gold | Each | 3292
| 668 | 3 top hole with pop up waste system sy 134 gold | Each | 3872
| 669 | Wall mixer with bend for over head shower sy 123 cp | Each | 1699
| 670 | Wall mixer with bend for over head shower sy 123 col/cp | Each | 2265
| 671 | Wall mixer with bend for over head shower sy 123 col/gold | Each | 2665
| 672 | Wall mixer with bend for over head shower sy 123 spl/gold | Each | 2960
| 673 | Wall mixer with bend for over head shower sy 123 gold | Each | 3483
| 674 | Wall mixer with arrangement for telephonic shower sy 124 cp | Each | 1618
| 675 | Wall mixer with arrangement for telephonic shower sy 124 col/cp | Each | 2157
| 676 | Wall mixer with arrangement for telephonic shower sy 124 col/gold | Each | 2537
| 677 | Wall mixer with arrangement for telephonic shower sy 124 spl/gold | Each | 2820
| 678 | Wall mixer with arrangement for telephonic shower sy 124 gold | Each | 3317
| 679 | Wall mixer tip ton for telephonic shower arrangement sy 125 cp | Each | 1618
| 680 | Wall mixer tip ton for telephonic shower arrangement sy 125 col/cp | Each | 2157
| 681 | Wall mixer tip ton for telephonic shower arrangement sy 125 col/gold | Each | 2537
| 682 | Wall mixer tip ton for telephonic shower arrangement sy 125 spl/gold | Each | 2820
| 683 | Wall mixer tip ton for telephonic shower arrangement sy 125 gold | Each | 3317
| 684 | Wall mixer non telephonic shower system sy 126 cp | Each | 1224
| 685 | Wall mixer non telephonic shower system sy 126 col/cp | Each | 1631
| 686 | Wall mixer non telephonic shower system sy 126 col/gold | Each | 1919
| 687 | Wall mixer non telephonic shower system sy 126 spl/gold | Each | 2133
| 688 | Wall mixer non telephonic shower system sy 126 gold | Each | 2509
| 689 | Wall mixer 2 in i for both telephonic shower & o/s sy 127 cp | Each | 2110
| 690 | Wall mixer 2 in i for both telephonic shower & o/s sy 127 col/cp | Each | 2813
| 691 | Wall mixer 2 in i for both telephonic shower & o/s sy 127 col/gold | Each | 3310
| 692 | Wall mixer 2 in i for both telephonic shower & o/s sy 127 spl/gold | Each | 3677
| 693 | Wall mixer 2 in i for both telephonic shower & o/s sy 127 gold | Each | 4326
| 694 | Sink mixer with casted swivel spout sy 126 cp | Each | 1224
| 695 | Sink mixer with casted swivel spout sy 126 col/cp | Each | 1631
| 696 | Sink mixer with casted swivel spout sy 126 col/gold | Each | 1919
| 697 | Sink mixer with casted swivel spout sy 126 spl/gold | Each | 2133
| 698 | Sink mixer with casted swivel spout sy 126 gold | Each | 2509
| 699 | Four hole bidet mixer with pop up waste system (bottom spray) sy 130 cp | Each | 2119
| 700 | Four hole bidet mixer with pop up waste system (bottom spray) sy 130 col/cp | Each | 2826
| 701 | Four hole bidet mixer with pop up waste system (bottom spray) sy 130 col/gold | Each | 3325
| 702 | Four hole bidet mixer with pop up waste system (bottom spray) sy 130 spl/gold | Each | 3694
| 703 | Four hole bidet mixer with pop up waste system (bottom spray) sy 130 gold | Each | 4346
| 704 | One hole bidet mixer with pop up waste system sy131 cp | Each | 1816
| 705 | One hole bidet mixer with pop up waste system sy131 col/cp | Each | 2422
| 706 | One hole bidet mixer with pop up waste system sy131 col/gold | Each | 2849
| 707 | One hole bidet mixer with pop up waste system sy131 spl/gold | Each | 3165
| 708 | One hole bidet mixer with pop up waste system sy131 gold | Each | 3725
| 709 | Single hole sink mixer table top with waste system sy 132 cp | Each | 1321
| 710 | Single hole sink mixer table top with waste system sy 132 col/cp | Each | 1760
| 711 | Single hole sink mixer table top with waste system sy 132 col/gold | Each | 2071
| 712 | Single hole sink mixer table top with waste system sy 132 spl/gold | Each | 2301
| 713 | Single hole sink mixer table top with waste system sy 132 gold | Each | 2708
| 714 | Bath tub mixer table mounted with telephone shower arrangement (exposed adjustable legs) sy 133 cp | Each | 1777
| 715 | Bath tub mixer table mounted with telephone shower arrangement (exposed adjustable legs) sy 133 col/cp | Each | 2370
| 716 | Bath tub mixer table mounted with telephone shower arrangement (exposed adjustable legs) sy 133 col/gold | Each | 2788
| 717 | Bath tub mixer table mounted with telephone shower arrangement (exposed adjustable legs) sy 133 spl/gold | Each | 3098
| 718 | Bath tub mixer table mounted with telephone shower arrangement (exposed adjustable legs) sy 133 gold | Each | 3645
| 719 | Spout up ton with flange sy 141 cp | Each | 948
| 720 | Spout up ton with flange sy 141 col/cp | Each | 1264
| 721 | Spout up ton with flange sy 141 col/gold | Each | 1487
| 722 | Spout up ton with flange sy 141 spl/gold | Each | 1652
| 723 | Spout up ton with flange sy 141 gold | Each | 1944
| 724 | Spout plain with flange sy 142 cp | Each | 632
| 725 | Spout plain with flange sy 142 col/cp | Each | 843
| 726 | Spout plain with flange sy 142 col/gold | Each | 991
| 727 | Spout plain with flange sy 142 spl/gold | Each | 1101
| 728 | Spout plain with flange sy 142 gold | Each | 1296
| 729 | Telephonic shower fitted with 1.5 metre pvc tube & swivel hook sy 152 cp | Each | 673
| 730 | Telephonic shower fitted with 1.5 metre pvc tube & swivel hook sy 152 col/cp | Each | 896
| 731 | Telephonic shower fitted with 1.5 metre pvc tube & swivel hook sy 152 col/gold | Each | 1055
| 732 | Telephonic shower fitted with 1.5 metre pvc tube & swivel hook sy 152 spl/gold | Each | 1171
| 733 | Telephonic shower fitted with 1.5 metre pvc tube & swivel hook sy 152 gold | Each | 1378
| 734 | Bell shower sy 155 cp | Each | 352
| 735 | Bell shower sy 155 col/cp | Each | 469
| 736 | Bell shower sy 155 col/gold | Each | 552
| 737 | Bell shower sy 155 spl/gold | Each | 614
| 738 | Bell shower sy 155 gold | Each | 722
| 739 | Shower arm with flange cp | Each | 287
| 740 | Shower arm with flange col/cp | Each | 383
| 741 | Shower arm with flange col/gold | Each | 450
| 742 | Shower arm with flange spl/gold | Each | 501
| 743 | Shower arm with flange gold | Each | 589
| 744 | Flush valve with elbow bend 32mm &wall range sy 161 cp | Each | 1933
| 745 | Flush valve with elbow bend 32mm &wall range sy 161 col/cp | Each | 2577
| 746 | Flush valve with elbow bend 32mm &wall range sy 161 col/gold | Each | 3032
| 747 | Flush valve with elbow bend 32mm &wall range sy 161 spl/gold | Each | 3369
| 748 | Flush valve with elbow bend 32mm &wall range sy 161 gold | Each | 3963
| 749 | Flush valve with out elbow bend 32mm sy 162 cp | Each | 1673
| 750 | Flush valve with out elbow bend 32mm sy 162 col/cp | Each | 2231
| 751 | Flush valve with out elbow bend 32mm sy 162 col/gold | Each | 2624
| 752 | Flush valve with out elbow bend 32mm sy 162 spl/gold | Each | 2916
| 753 | Flush valve with out elbow bend 32mm sy 162 gold | Each | 3430
| 754 | Flush cock half turn 25mm cp | Each | 950
| 755 | Flush cock half turn 25mm col/cp | Each | 1266
| 756 | Flush cock half turn 25mm col/gold | Each | 1491
| 757 | Flush cock half turn 25mm spl/gold | Each | 1656
| 758 | Flush cock half turn 25mm gold | Each | 1948
| 759 | Two way divertor with flange sy 172 cp | Each | 888
| 760 | Two way divertor with flange sy 172 col/cp | Each | 1184
| 761 | Two way divertor with flange sy 172 col/gold | Each | 1393
| 762 | Two way divertor with flange sy 172 spl/gold | Each | 1548
| 763 | Two way divertor with flange sy 172 gold | Each | 1821
| 764 | Four way divertor with nrv sy 173 cp | Each | 1440
| 765 | Four way divertor with nrv sy 173 col/cp | Each | 1921
| 766 | Four way divertor with nrv sy 173 col/gold | Each | 2259
| 767 | Four way divertor with nrv sy 173 spl/gold | Each | 2510
| 768 | Four way divertor with nrv sy 173 gold | Each | 2954
| 769 | Single lever basin mixer without pop up waste system with 455mm copper connections & nuts sy 181 cp | Each | 2594
| 770 | Single lever basin mixer without pop up waste system with 455mm copper connections & nuts sy 181 col/cp | Each | 3458
| 771 | Single lever basin mixer without pop up waste system with 455mm copper connections & nuts sy 181 col/gold | Each | 4068
| 772 | Single lever basin mixer without pop up waste system with 455mm copper connections & nuts sy 181 spl/gold | Each | 4520
| 773 | Single lever basin mixer without pop up waste system with 455mm copper connections & nuts sy 181 gold | Each | 5318
| 774 | Single lever basin mixer with pop up waste system with 455mm copper connections & nuts sy 185 cp | Each | 2898
| 775 | Single lever basin mixer with pop up waste system with 455mm copper connections & nuts sy 185 col/cp | Each | 3864
| 776 | Single lever basin mixer with pop up waste system with 455mm copper connections & nuts sy 185 col/gold | Each | 4545
| 777 | Single lever basin mixer with pop up waste system with 455mm copper connections & nuts sy 185 spl/gold | Each | 5049
| 778 | Single lever basin mixer with pop up waste system with 455mm copper connections & nuts sy 185 gold | Each | 5941
| 779 | Single lever concealed divertor for bath & over head shower system sy 182 cp | Each | 2898
| 780 | Single lever concealed divertor for bath & over head shower system sy 182 col/cp | Each | 3864
| 781 | Single lever concealed divertor for bath & over head shower system sy 182 col/gold | Each | 4545
| 782 | Single lever concealed divertor for bath & over head shower system sy 182 spl/gold | Each | 5049
| 783 | Single lever concealed divertor for bath & over head shower system sy 182 gold | Each | 5941
| 784 | Single lever wall mixer with telephonic shower arrangement sy 183 cp | Each | 3705
| 785 | Single lever wall mixer with telephonic shower arrangement sy 183 col/cp | Each | 4940
| 786 | Single lever wall mixer with telephonic shower arrangement sy 183 col/gold | Each | 5812
| 787 | Single lever wall mixer with telephonic shower arrangement sy 183 spl/gold | Each | 6457
| 788 | Single lever wall mixer with telephonic shower arrangement sy 183 gold | Each | 7597
| 789 | Single lever sink mixer with casted swivel spout sy 184 cp | Each | 3409
| 790 | Single lever sink mixer with casted swivel spout sy 184 col/cp | Each | 4545
| 791 | Single lever sink mixer with casted swivel spout sy 184 col/gold | Each | 5347
| 792 | Single lever sink mixer with casted swivel spout sy 184 spl/gold | Each | 5940
| 793 | Single lever sink mixer with casted swivel spout sy 184 gold | Each | 6989
| 794 | Single lever bidet mixer with pop up waste system sy 186 cp | Each | 3408
| 795 | Single lever bidet mixer with pop up waste system sy 186 col/cp | Each | 4544
| 796 | Single lever bidet mixer with pop up waste system sy 186 col/gold | Each | 5346
| 797 | Single lever bidet mixer with pop up waste system sy 186 spl/gold | Each | 5938
| 798 | Single lever bidet mixer with pop up waste system sy 186 gold | Each | 6987
| 799 | Single lever concealed divertor extended (quotable) sy 187 cp | Each | 3548
| 800 | Single lever concealed divertor extended (quotable) sy 187 col/cp | Each | 4731
| 801 | Single lever concealed divertor extended (quotable) sy 187 col/gold | Each | 5566
| 802 | Single lever concealed divertor extended (quotable) sy 187 spl/gold | Each | 6184
| 803 | Single lever concealed divertor extended (quotable) sy 187 gold | Each | 7276
| 804 | Sur single lever basin mixer with 455 mm copper connection & nuts sy 188 cp | Each | 3148
| 805 | Sur single lever basin mixer with 455 mm copper connection & nuts sy 188 col/cp | Each | 4198
| 806 | Sur single lever basin mixer with 455 mm copper connection & nuts sy 188 col/gold | Each | 4938
| 807 | Sur single lever basin mixer with 455 mm copper connection & nuts sy 188 spl/gold | Each | 5486
| 808 | Sur single lever basin mixer with 455 mm copper connection & nuts sy 188 gold | Each | 6455
| 809 | Towel rail sy 191 cp | Each | 575
| 810 | Towel rail sy 191 col/cp | Each | 766
| 811 | Towel rail sy 191 col/gold | Each | 902
| 812 | Towel rail sy 191 spl/gold | Each | 1001
| 813 | Towel rail sy 191 gold | Each | 1178
| 814 | Towel ring sy 192 cp | Each | 350
| 815 | Towel ring sy 192 col/cp | Each | 466
| 816 | Towel ring sy 192 col/gold | Each | 549
| 817 | Towel ring sy 192 spl/gold | Each | 610
| 818 | Towel ring sy 192 gold | Each | 717
| 819 | Soap dish sy 193 cp | Each | 413
| 820 | Soap dish sy 193 col/cp | Each | 551
| 821 | Soap dish sy 193 col/gold | Each | 649
| 822 | Soap dish sy 193 spl/gold | Each | 721
| 823 | Soap dish sy 193 gold | Each | 848
| 824 | Tooth brush holder sy 194 cp | Each | 382
| 825 | Tooth brush holder sy 194 col/cp | Each | 509
| 826 | Tooth brush holder sy 194 col/gold | Each | 599
| 827 | Tooth brush holder sy 194 spl/gold | Each | 666
| 828 | Tooth brush holder sy 194 gold | Each | 784
| 829 | Toilet paper holder sy 194 cp | Each | 432
| 830 | Toilet paper holder sy 194 col/cp | Each | 577
| 831 | Toilet paper holder sy 194 col/gold | Each | 678
| 832 | Toilet paper holder sy 194 spl/gold | Each | 753
| 833 | Toilet paper holder sy 194 gold | Each | 886
| 834 | Robe hook sy 195 cp | Each | 255
| 835 | Robe hook sy 195 col/cp | Each | 339
| 836 | Robe hook sy 195 col/gold | Each | 399
| 837 | Robe hook sy 195 spl/gold | Each | 444
| 838 | Robe hook sy 195 gold | Each | 523
| 839 | Bath set complete sy 196 cp | Each | 2399
| 840 | Bath set complete sy 196 col/cp | Each | 3199
| 841 | Bath set complete sy 196 col/gold | Each | 3763
| 842 | Bath set complete sy 196 spl/gold | Each | 4180
| 843 | Bath set complete sy 196 gold | Each | 4919
| 844 | Towel rack 18 " sy 197 cp | Each | 1012
| 845 | Towel rack 18 " sy 197 col/cp | Each | 1348
| 846 | Towel rack 18 " sy 197 col/gold | Each | 1587
| 847 | Towel rack 18 " sy 197 spl/gold | Each | 1762
| 848 | Towel rack 18 " sy 197 gold | Each | 2074
| 849 | Towel rack 24 " sy 197a cp | Each | 1207
| 850 | Towel rack 24 " sy 197a col/cp | Each | 1609
| 851 | Towel rack 24 " sy 197a col/gold | Each | 1893
| 852 | Towel rack 24 " sy 197a spl/gold | Each | 2103
| 853 | Towel rack 24 " sy 197a gold | Each | 2475
| 854 | Counted mounted soap dish sy 199 cp | Each | 805
| 855 | Counted mounted soap dish sy 199 col/cp | Each | 1073
| 856 | Counted mounted soap dish sy 199 col/gold | Each | 1263
| 857 | Counted mounted soap dish sy 199 spl/gold | Each | 1402
| 858 | Counted mounted soap dish sy 199 gold | Each | 1650
| 859 | Toilet paper with brass cover sy 201 cp | Each | 751
| 860 | Toilet paper with brass cover sy 201 col/cp | Each | 1001
| 861 | Toilet paper with brass cover sy 201 col/gold | Each | 1178
| 862 | Toilet paper with brass cover sy 201 spl/gold | Each | 1309
| 863 | Toilet paper with brass cover sy 201 gold | Each | 1540
| 864 | Grab 8 ar 9" sy 200 cp | Each | 644
| 865 | Grab 8 ar 9" sy 200 col/cp | Each | 858
| 866 | Grab 8 ar 9" sy 200 col/gold | Each | 1010
| 867 | Grab 8 ar 9" sy 200 spl/gold | Each | 1122
| 868 | Grab 8 ar 9" sy 200 gold | Each | 1320
PRINCE/SUDHAKAR PVC/SWR PIPES & FITTINGS (OR EQUIVALENT)
Prince/ Sudhakar make or equivalent quality PVC /SWR pipes & fittings ( asper ISI standards) 4kg/cm2
| 869 | 75 mm dia 3 M Single Socket pipe | Each | 158.7
| 870 | 90 mm dia 3 M single socket pipe | Each | 252.3
| 871 | 110 mm dia 3 M Single socket pipe | Each | 301.7
| 872 | 75 mm dia 3 M Double socket pipe | Each | 179.5
| 873 | 90 mm dia 3 M Double socket pipe | Each | 286.3
| 874 | 110 mm dia 3 M Double socket pipe | Each | 349.4
| 875 | 75 mm dia 1828.8 mm (6'-0") Single Socket pipe | Each | 111.2
| 876 | 90 mm dia 1828.8 mm (6'-0") Single Socket pipe | Each | 173
| 877 | 110 mm dia 1828.8 mm (6'-0") Single Socket pipe | Each | 213.8
| 878 | 75 mm dia 1828.8 mm (6'-0") Double Socket pipe | Each | 118.7
| 879 | 90 mm dia 1828.8 mm (6'-0") Double Socket pipe | Each | 182.4
| 880 | 110 mm dia 1828.8 mm (6'-0") Double Socket pipe | Each | 222.4
| 881 | 75 mm dia 1219. mm (4'-0") Double Socket pipe | Each | 82.2
| 882 | 90 mm dia 1219. mm (4'-0") Double Socket pipe | Each | 125.5
| 883 | 110 mm dia 1219. mm (4'-0") Double Socket pipe | Each | 151.6
| 884 | 75 mm dia 914.4mm (3'-0") Double Socket pipe | Each | 69.1
| 885 | 90 mm dia 914.4mm (3'-0") Double Socket pipe | Each | 102
| 886 | 110 mm dia 914.4mm (3'-0") Double Socket pipe | Each | 130.7
| 887 | 75 mm dia 609.6mm (2'-0") Double Socket pipe | Each | 41
| 888 | 90 mm dia 609.6mm (2'-0") Double Socket pipe | Each | 70.1
| 889 | 110 mm dia 609.6mm (2'-0") Double Socket pipe | Each | 87.2
| 890 | 160 MM dia 3 M Double socket pipe | Each | 717.2
Prince/ Sudhakar make or equivalent quality PVC /SWR pipes & fittings ( asper ISI standards) 6kg/cm2
| 891 | 75 mm dia 3 M Single Socket pipe | Each | 269.3
| 892 | 90 mm dia 3 M single socket pipe | Each | 433
| 893 | 110 mm dia 3 M Single socket pipe | Each | 515.4
| 894 | 75 mm dia 3 M Double socket pipe | Each | 293.9
| 895 | 90 mm dia 3 M Double socket pipe | Each | 466.6
| 896 | 110 mm dia 3 M Double socket pipe | Each | 569.1
| 897 | 75 mm dia 1828.8 mm (6'-0") Single Socket pipe | Each | 176.3
| 898 | 90 mm dia 1828.8 mm (6'-0") Single Socket pipe | Each | 274.7
| 899 | 110 mm dia 1828.8 mm (6'-0") Single Socket pipe | Each | 326.5
| 900 | 75 mm dia 1828.8 mm (6'-0") Double Socket pipe | Each | 188.1
| 901 | 90 mm dia 1828.8 mm (6'-0") Double Socket pipe | Each | 285.7
| 902 | 110 mm dia 1828.8 mm (6'-0") Double Socket pipe | Each | 352.9
| 903 | 75 mm dia 1219. mm (4'-0") Double Socket pipe | Each | 127.6
| 904 | 90 mm dia 1219. mm (4'-0") Double Socket pipe | Each | 197.7
| 905 | 110 mm dia 1219. mm (4'-0") Double Socket pipe | Each | 240.6
| 906 | 75 mm dia 914.4mm (3'-0") Double Socket pipe | Each | 109.8
| 907 | 90 mm dia 914.4mm (3'-0") Double Socket pipe | Each | 160.8
| 908 | 110 mm dia 914.4mm (3'-0") Double Socket pipe | Each | 194.9
| 909 | 75 mm dia 609.6mm (2'-0") Double Socket pipe | Each | 70.8
| 910 | 90 mm dia 609.6mm (2'-0") Double Socket pipe | Each | 110.6
| 911 | 110 mm dia 609.6mm (2'-0") Double Socket pipe | Each | 140.5
| 912 | 160 mm dia 3 M Double socket pipe | Each | 1173
Prince/ Sudhakar make or equivalent quality U.V resistant UPVC) SWR pipe fittings (as per ISI standards )
Plain Bend 87.5 Degrees.
| 913 | 75 mm dia | Each | 30.5
| 914 | 90 mm dia | Each | 44
| 915 | 110 mm dia | Each | 51.3
Door Bend 87.5 Degrees.
| 916 | 75 mm dia | Each | 41.6
| 917 | 90 mm dia | Each | 58.9
| 918 | 110 mm dia | Each | 65.8
45 Degree Bend
| 919 | 75 mm dia | Each | 23.7
| 920 | 90 mm dia | Each | 34.1
| 921 | 110 mm dia | Each | 43.9
Cleaning Pipe
| 922 | 75 mm dia | Each | 41.5
| 923 | 90 mm dia | Each | 60.5
| 924 | 110 mm dia | Each | 73.5
Single Tee
| 925 | 75 mm dia | Each | 36.9
| 926 | 90 mm dia | Each | 55.2
| 927 | 110 mm dia | Each | 67
Single Tee (With Door)
| 928 | 75 mm dia | Each | 44.3
| 929 | 90 mm dia | Each | 66.8
| 930 | 110 mm dia | Each | 80.7
Doube Tee
| 931 | 75 mm dia | Each | 78
| 932 | 90 mm dia | Each | 113.5
| 933 | 110 mm dia | Each | 160.8
Doube Tee (With Door)
| 934 | 75 mm dia | Each | 123.8
| 935 | 90 mm dia | Each | 177.3
| 936 | 110 mm dia | Each | 183.5
Single ' Y'
| 937 | 75 mm dia | Each | 45.7
| 938 | 90 mm dia | Each | 73.7
| 939 | 110 mm dia | Each | 84.9
Single ' Y' (With Door)
| 940 | 75 mm dia | Each | 58.3
| 941 | 90 mm dia | Each | 91.5
| 942 | 110 mm dia | Each | 106.9
Double ' Y'
| 943 | 75 mm dia | Each | 63.7
| 944 | 90 mm dia | Each | 98.5
| 945 | 110 mm dia | Each | 111.8
Double ' Y' (With Door )
| 946 | 75 mm dia | Each | 82.1
| 947 | 90 mm dia | Each | 127.9
| 948 | 110 mm dia | Each | 143.8
Coupler
| 949 | 75 mm dia | Each | 22.4
| 950 | 90 mm dia | Each | 31.7
| 951 | 110 mm dia | Each | 35.6
Reducer
| 952 | 90 x 75 mm dia | Each | 37.2
| 953 | 110 x 75 mm dia | Each | 35.8
| 954 | 90 x 110 mm dia | Each | 49.5
Vent Cowl
| 955 | 63 mm dia | Each | 6.1
| 956 | 75 mm dia | Each | 8
| 957 | 90 mm dia | Each | 10.3
| 958 | 110 mm dia | Each | 11.3
Pipe Clip
| 959 | 40 mm dia | Each | 7.2
| 960 | 50 mm dia | Each | 7.9
| 961 | 63 mm dia | Each | 7.9
| 962 | 75 mm dia | Each | 9
| 963 | 90 mm dia | Each | 10
| 964 | 110 mm | Each | 11.1
| 965 | 160 mm dia | Each | 22.2
P Trap
| 966 | P' Trap ( Small without Airvent ) 110 mm | Each | 117.7
| 967 | P' Trap ( Small with Airvent ) 110 mm | Each | 129.3
| 968 | P' Trap (Big with Airvent ) 110 mm | Each | 148.1
| 969 | P' Trap ( Big without Airvent ) 110 mm | Each | 136.2
| 970 | Floor Trap (Bell Mouth ) 110 mm | Each | 140.1
| 971 | Bell Mouth Trap 7 " ( 177.8 mm) | Each | 205.9
| 972 | 4" (101.6 mm ) Nahani Trap ( Without Jali with inlet) | Each | 70.4
| 973 | 3" (76.2 mm ) Nahani Trap ( without Jali without inlet) | Each | 54.2
| 974 | 4" (101.6 mm ) Nahani Trap ( without inlet with out Jali) | Each | 66.6
| 975 | Mini Trap | Each | 33.2
| 976 | 3" (76.2 mm ) nahani Trap with Jali | Each | 63.9
| 977 | 4" (101.6 mm ) multi floor trap with jali | Each | 89.7
| 978 | 4" (101.6) multi floor trap with out jali | Each | 70.1
| 979 | Round Jali | Each | 15
| 980 | Square tile & jali | Each | 23.9
| 981 | Pipe connector ( with LIP ring) | Each | 93.7
| 982 | Pipe connector ( with out LIP ring) | Each | 72.8
Floor Traps
| 983 | 4" (101.6 mm ) Floor Trap | Each | 85.8
| 984 | 5" (127.mm ) floor Trap | Each | 91.2
|  | Door cap |  | 0
| 985 | 75 mm dia | Each | 35.4
| 986 | 90 mm dia | Each | 39.3
| 987 | 110 mm dia | Each | 45.1
Socket Plug
| 988 | 75 mm dia | Each | 32.9
| 989 | 90 mm dia | Each | 38
| 990 | 110 mm dia | Each | 39.3
Rubber Ring for socket
| 991 | 75 mm dia | Each | 4.8
| 992 | 90 mm dia | Each | 6.1
| 993 | 110 mm dia | Each | 7.2
Door Socket
| 994 | 75 mm dia | Each | 5.7
| 995 | 90 mm dia | Each | 7.2
| 996 | 110 mm dia | Each | 7.9
| 997 | LIP ring 110 mm | Each | 42.9
Rubber Lubricant
| 998 | 100 Grams | Each | 18.4
| 999 | 250 Grams | Each | 40.4
| 1000 | 500 Grams | Each | 73.5
| 1001 | 1000 Grams | Each | 136
| 1002 | P' Trap with lip Ring | Each | 185.9
Solvent Cement
| 1003 | 50 ml | Each | 9.4
| 1004 | 100 ml | Each | 16.1
| 1005 | 250 ml | Each | 37.4
| 1006 | 500 ml | Each | 71.8
| 1007 | 1000 ml | Each | 140.1
Internal Reducer.
| 1008 | 110mm x 90 mm | Each | 55.8
| 1009 | 160 mm x 110 mm | Each | 139.4
CENTIFUGAL CAST IRON PIPES & FITTNGS AS PER IS : 3989 - 1984
Note : Sales Tax and Excise duties extra
CI (spun) soils Waste & Ventilating pipe (3 M)
| 1010 | 75 mm dia | Each | 693
| 1011 | 100 mm dia | Each | 924
| 1012 | 150 mm dia | Each | 1694
CI (spun) soils Waste & Ventilating pipe (3 M) Double socket
| 1013 | 75 mm dia | Each | 770
| 1014 | 100 mm dia | Each | 1039.5
9 feet (2743.2 mm ) pipes
| 1015 | 75 mm dia | Each | 624.8
| 1016 | 100 mm dia | Each | 832.7
8 feet (2438.4) mm ) pipes
| 1017 | 75 mm dia | Each | 557.7
| 1018 | 100 mm dia | Each | 742.5
6 feet (1828.8 mm ) pipes
| 1018 | 75 mm dia | Each | 454.3
| 1019 | 100 mm dia | Each | 592.9
6 feet (1828.8 mm ) pipes Double socket
| 1020 | 75 mm dia | Each | 477.4
| 1021 | 100 mm dia | Each | 592.9
Cut pipes (pieces) 1 foot (304.8 mm)
| 1022 | 75 mm dia | Each | 107.8
| 1023 | 100 mm dia | Each | 115.5
Cut pipes (pieces) 1'.6" (457.2 mm )
| 1024 | 75 mm dia | Each | 146.3
| 1025 | 100 mm dia | Each | 169.4
| 1026 | 150 mm dia | Each | 322.3
Cut pipes (pieces ) 2 feet (609.6 mm)
| 1027 | 75 mm dia | Each | 200.2
| 1028 | 100 mm dia | Each | 223.3
| 1029 | 150 mm dia | Each | 401.5
Cut pipes (pieces ) 3 feet (914.4 mm)
| 1030 | 75 mm dia | Each | 254.1
| 1031 | 100 mm dia | Each | 308
Cut pipes (pieces ) 4 feet (1219.2 mm)
| 1032 | 75 mm dia | Each | 284.9
| 1033 | 100 mm dia | Each | 400.4
Plain Bend
| 1034 | 75 mm dia | Each | 91.3
| 1035 | 100 mm dia | Each | 119.9
| 1036 | 150 mm dia | Each | 261.8
Door Bend
| 1037 | 75 mm dia | Each | 106.7
| 1038 | 100 mm dia | Each | 138.6
| 1039 | 150 mm dia | Each | 289.3
Plain Bend 45 Degrees.
| 1040 | 75 mm dia | Each | 92.4
| 1041 | 100 mm dia | Each | 107.8
| 1042 | 150 mm dia | Each | 231
Door Bend 45 Degrees.
| 1043 | 75 mm dia | Each | 104.5
| 1044 | 100 mm dia | Each | 123.2
| 1045 | 150 mm dia | Each | 243.1
| 1046 | Horn Bend Plain 101.6 x 50.8 mm (4" x 2") 100 mm dia | Each | 210.1
| 1047 | Horn Bend door 101.6 x 50.8 mm (4" x 2") 100 mm dia | Each | 243.1
Heel Rest Bend
| 1048 | 75 mm dia | Each | 107.8
| 1049 | 100 mm dia | Each | 138.6
| 1050 | 150 mm dia | Each | 289.3
Single Branch Plain "T"
| 1051 | 75 mm dia | Each | 136.4
| 1052 | 100 mm dia | Each | 181.5
| 1053 | 150 mm dia | Each | 377.3
Single Branch Door "T"
| 1054 | 75 mm dia | Each | 154
| 1055 | 100 mm dia | Each | 204.6
| 1056 | 150 mm dia | Each | 408.1
Single Branch plain "Y"
| 1057 | 75 mm dia | Each | 154
| 1058 | 100 mm dia | Each | 207.9
| 1059 | 150 mm dia | Each | 466.4
Single Branch Door "Y"
| 1060 | 75 mm dia | Each | 169.4
| 1061 | 100 mm dia | Each | 231
| 1062 | 150 mm dia | Each | 492.8
Double Branch Plain "T"
| 1063 | 75 mm dia | Each | 181.5
| 1064 | 100 mm dia | Each | 246.4
Double Branch Door "T"
| 1065 | 75 mm dia | Each | 204.6
| 1066 | 100 mm dia | Each | 254.1
Double Branch Plain " Y"
| 1067 | 75 mm dia | Each | 204.6
| 1068 | 100 mm dia | Each | 273.9
Double Branch Door " Y"
| 1069 | 75 mm dia | Each | 215.6
| 1070 | 100 mm dia | Each | 297
Shoe bend
| 1071 | 75 mm dia | Each | 89.1
| 1072 | 100 mm dia | Each | 107.8
| 1073 | 150 mm dia | Each | 231
Collar
| 1074 | 75 mm dia | Each | 89.1
| 1075 | 100 mm dia | Each | 107.8
| 1076 | 150 mm dia | Each | 212.3
Cowel
| 1077 | 75 mm dia | Each | 73.7
| 1078 | 100 mm dia | Each | 85.8
| 1079 | 150 mm dia | Each | 192.5
Offset 3" (76.2 mm ) projection
| 1080 | 75 mm dia | Each | 104.5
| 1081 | 100 mm dia | Each | 137.5
| 1082 | 150 mm dia | Each | 278.3
Offset 6" (152.4mm ) projection
| 1083 | 75 mm dia | Each | 116.6
| 1084 | 100 mm dia | Each | 152.9
| 1085 | 150 mm dia | Each | 315.7
Long Door Bend
| 1086 | 75 mm dia | Each | 261.8
| 1087 | 100 mm dia | Each | 281.6
Hand Hole pipe ( Inspection pipe)
| 1088 | 75 mm dia | Each | 150.7
| 1089 | 100 mm dia | Each | 204.6
| 1090 | 150 mm dia | Each | 267.3
P Traps
| 1091 | 75 mm dia | Each | 161.7
| 1092 | 100 mm dia | Each | 223.3
| 1093 | 4" x 3" (101.6 mm x 76.2mm ) P. Traps 100 mm dia | Each | 231
| 1094 | 4" x 3" (101.6 mm x 76.2mm ) Vent Traps 100 mm dia | Each | 231
| 1095 | 4" x 3" (101.6 mm x 76.2mm ) Reducer 75 mm dia | Each | 154
| 1096 | 6" x 4" (152.4 mm x101.6 mm ) Reducer 75 mm dia | Each | 192.5
| 1097 | 3" x 2" ( 76.2 mm x 50.8 mm ) plain T 75 mm dia | Each | 158.4
| 1098 | 3" x 2" ( 76.2 mm x 50.8 mm ) Door T 75 mm dia | Each | 184.8
| 1099 | 3" x 2" ( 76.2 mm x 50.8 mm ) Plain Y 75 mm dia | Each | 184.8
| 1100 | 3" x 2" ( 76.2 mm x 50.8 mm ) Door Y 75 mm dia | Each | 184.8
| 1101 | 4" x 3" (101.6 mm x 76.2mm ) Plain T 75 mm dia | Each | 184.8
| 1102 | 4" x 3" (101.6 mm x 76.2mm ) Door T 75 mm dia | Each | 207.9
| 1103 | 4" x 3" (101.6 mm x 76.2mm ) Plain Y 75 mm dia | Each | 207.9
| 1104 | 4" x 3" (101.6 mm x 76.2mm ) Door Y 75 mm dia | Each | 231
| 1105 | 6" x 4" (152.4 mm x101.6 mm ) Plain T 75 mm dia | Each | 346.5
| 1106 | 6" x 4" (152.4 mm x101.6 mm ) Door T 75 mm dia | Each | 385
| 1107 | 6" x 4" (152.4 mm x101.6 mm ) Plain Y 75 mm dia | Each | 400.4
| 1108 | 6" x 4" (152.4 mm x101.6 mm ) Door Y 75 mm dia | Each | 431.2
Special Types of Long Fittings
Plain " T" 27 " (685.8 mm )
| 1109 | 75 mm dia | Each | 454.3
| 1110 | 100 mm dia | Each | 639.1
Door "T" 27" (685.8 mm )
| 1111 | 75 mm dia | Each | 508.2
| 1112 | 100mm dia | Each | 700.7
Plain " Y" 27" (685.8 mm)
| 1113 | 75 mm dia | Each | 508.2
| 1114 | 100mm dia | Each | 700.7
Door " Y" 27" (685.8 mm)
| 1115 | 75 mm dia | Each | 566.5
| 1116 | 100mm dia | Each | 770
PUBLIC HEALTH ITEMS
| S.No. | Description | Unit | S S RATE FOR 2005-06
| 1 | 2 | 3 | 4
| 1 | RATES OF LABOUR (SKILLED WORKMEN)
|  | 1. Caulkar | Per Day | As per common SSR
|  | 2. Plumber 1st Class | Per Day
|  | 3. Plumber 2nd Class | Per Day
|  | 4. Sewer Cleaner | Per Day
|  | 5. Well Sinker | Per Day
|  | 6. Pipe line Fitter 1st Class | Per Day
|  | 7. Pipe line Fitter 2nd Class | Per Day
|  | 8. Pump Driver | Per Day
|  | 9. Bore Mechanic | Per Day
|  | 10. Light Vehicle Driver | Per Day
Note:The rate at relevant item in common SSR is
applicable for occasional employment.
| 2 | RATES FOR EARTH WORK :
| a. | Earth work excavation in all soils for pipe lines, for drainage and water supply, where the depth is 1.5 times more than the width. |  | AS PER COMMON SSR
| b. | Earth work excavation in all soils for pipe lines, for drainage and water supply, where the depth is less than 1.5 times the width.
| c. | Earth work excavation in all soils for open trenches, for valve pits, inspection chambers, etc.
| 3. a. | Excavation of pipe line trenches for drainage and water supply in rock requiring blasting with initial lead and lift including cost of blasting materials where the depth is 1.5 times more than the width, in places where there is no habitation.
| b. | Excavation of pipe line trenches for drainage and water supply in rock requiring blasting with initial lead and lift including cost of blasting materials where the depth is less than 1.5 times the width, in places where there is no habitation.
| c. | Cutting rock for pipe line trenches by hammers, nuckles and chisels including stacking where the depth is 1.5 times or more than the width.
| d. | Cutting rock for pipe line trenches by hammers, nuckles and chisels including stacking where the depth is less than 1.5 times the width.
| e. | Cutting rock for works other than pipe lines trenches by hammers, nuckles and chisels including stacking.
| f. | For contol blasting at restricted places |  | 25% extra over relevant SSR item
NOTE :- Rock should be measured in solids. In case it
is not possible, stacks should be made in
which case 40% for voids to be deducted from
the stack measurements.
| 4 | Loading or unloading materials such as C.I. Pipes, PVC Pipes, AC Pressure Pipes, DI Pipes, SW Pipes, PVC Pipes, A.C/Specials less than 300 mm dia upto 4 m in length including stacking.
| a. | C.I. Pipes/D.I. Pipes and fittings | Per Tonne | 55.6
| b. | A.C. Pipes & Specials | Per Tonne | 46.4
| c. | Stoneware pipes & Specials | Per Tonne | 46.6
| d. | P.V.C. Pipes and fittings | Per Tonne | 45.8
| 5 | Loading or unloading materials such as C.I. Pipes, DI pipes, SW pipes, AC pressure pipes & fittings/ specials from 300 mm to 600 mm dia upto 4 m in length including stacking.
| a. | C.I. Pipes/D.I. Pipes and fittings | Per Tonne | 69.6
| b. | A.C. Pipes & Specials | Per Tonne | 63.1
| c. | Stoneware pipes & Specials | Per Tonne | 63.5
| 6 | Loading or unloading materials such as C.I. Pipes, DI pipes, PVC pipes, AC pipes less than 300 mm dia, above 4 m in length including stacking.
| a. | C.I. Pipes/D.I. Pipes and fittings | Per Tonne | 68.7
| b. | A.C. Pipes & Specials | Per Tonne | 63.1
| c. | P.V.C. Pipes and fittings | Per Tonne | 62.7
Note:- For loading and unloading the above materials at
Railway Stations, the rates may be adopted
based on the competitive quotations or the
hammalae charges if prevailing.
| 7 | Loading or unloading materials such as C.I. Pipes, DI pipes, AC pipes from 300 mm to 600 mm above 4 m in length including stacking.
| a. | C.I. Pipes/D.I. Pipes and fittings | Per Tonne | 83.4
| b. | A.C. Pipes & Specials | Per Tonne | 78.2
| 8. a. | Lowering the C.I. Pipes, D.I. Pipes and fittings with S/S ends carefully into the trenches and laying them true to alignment and gradient including all sundries, but excluding conveyance from source of supply as per BIS No.3114/85.
DIAMETER OF PIPE : (S/S Pipes) in mm :
|  | 80 | Per Metre | 12.5
|  | 100 | Per Metre | 12.5
|  | 125 | Per Metre | 12.5
|  | 150 | Per Metre | 12.5
|  | 180 | Per Metre | 14.4
|  | 200 | Per Metre | 16.1
|  | 225 | Per Metre | 17.1
|  | 250 | Per Metre | 18.2
|  | 300 | Per Metre | 23.4
|  | 350 | Per Metre | 42.2
|  | 380 | Per Metre | 42.7
|  | 400 | Per Metre | 44.6
|  | 450 | Per Metre | 52
|  | 500 | Per Metre | 56.1
|  | 530 | Per Metre | 63.8
|  | 560 | Per Metre | 69.9
|  | 600 | Per Metre | 74.6
|  | 650 | Per Metre | 77.2
|  | 680 | Per Metre | 82
|  | 700 | Per Metre | 90.8
|  | 750 | Per Metre | 104.8
|  | 800 | Per Metre | 121.5
|  | 900 | Per Metre | 145.7
|  | 1000 | Per Metre | 176
|  | 1100 | Per Metre | 209.1
|  | 1200 | Per Metre | 245.3
| 8. b. | Lowering the C.I. Pipes, D.I. Pipes and fittings with flanged ends carefully into the trenches and laying them true to alignment and gradient including all sundries, but excluding conveyance from source of supply as per BIS No.3114/85.
DIAMETER OF PIPE : (D/F Pipes) in mm :
|  | 80 | Per Metre | 15.2
|  | 100 | Per Metre | 15.2
|  | 125 | Per Metre | 15.2
|  | 150 | Per Metre | 15.9
|  | 180 | Per Metre | 16.3
|  | 200 | Per Metre | 17.8
|  | 225 | Per Metre | 19
|  | 250 | Per Metre | 20.3
|  | 300 | Per Metre | 25.9
|  | 350 | Per Metre | 46.4
|  | 380 | Per Metre | 47.8
|  | 400 | Per Metre | 51.3
|  | 450 | Per Metre | 57
|  | 500 | Per Metre | 59.6
|  | 530 | Per Metre | 66.6
|  | 560 | Per Metre | 71.6
|  | 600 | Per Metre | 78
|  | 650 | Per Metre | 80
|  | 680 | Per Metre | 86.5
|  | 700 | Per Metre | 99.7
|  | 750 | Per Metre | 112.7
|  | 800 | Per Metre | 138.2
|  | 900 | Per Metre | 167
|  | 1000 | Per Metre | 197.8
|  | 1100 | Per Metre | 232.1
|  | 1200 | Per Metre | 270.5
| 9. a. | Jointing the C.I. / DI Pipes & fittings with S/S ends excluding cost of jointing materials such as lead or lead wool and hemp yarn but including sundries such as cost of fuel for melting lead, filling with water, with a water lead upto 500 m and testing to required pressure etc, complete as BIS No.3114/85
DIAMETER OF PIPE : (S/S Pipes) in mm :
|  | 80 | Each Joint | 40.5
|  | 100 | Each Joint | 43.4
|  | 125 | Each Joint | 62.5
|  | 150 | Each Joint | 65.2
|  | 180 | Each Joint | 75.7
|  | 200 | Each Joint | 85.3
|  | 225 | Each Joint | 96.3
|  | 250 | Each Joint | 106.3
|  | 300 | Each Joint | 124.8
|  | 350 | Each Joint | 136.6
|  | 380 | Each Joint | 156.6
|  | 400 | Each Joint | 177.7
|  | 450 | Each Joint | 197.5
|  | 500 | Each Joint | 209.6
|  | 530 | Each Joint | 227.6
|  | 560 | Each Joint | 245.9
|  | 600 | Each Joint | 282.2
|  | 650 | Each Joint | 301.5
|  | 680 | Each Joint | 306.5
|  | 700 | Each Joint | 314.3
|  | 750 | Each Joint | 342.7
|  | 800 | Each Joint | 366.9
|  | 900 | Each Joint | 426.4
|  | 1000 | Each Joint | 483.5
|  | 1100 | Each Joint | 545.3
|  | 1200 | Each Joint | 600.2
| 9. b. | Jointing the C.I. Pipes, D.I. Pipes & fittings with Rubber Gasket, excluding the cost of the gasket but including all sundries filling with water with a water lead upto 500 m and testing to required pressure etc., complete as per BIS No.3114/85.
DIAMETER OF PIPE : in mm :
|  | 80 | Each Joint | 37.5
|  | 100 | Each Joint | 40.2
|  | 125 | Each Joint | 58.2
|  | 150 | Each Joint | 60.7
|  | 180 | Each Joint | 70.1
|  | 200 | Each Joint | 80.6
|  | 225 | Each Joint | 91.2
|  | 250 | Each Joint | 99
|  | 300 | Each Joint | 118
|  | 350 | Each Joint | 127.3
|  | 380 | Each Joint | 146
|  | 400 | Each Joint | 167.4
|  | 450 | Each Joint | 186.1
|  | 500 | Each Joint | 197.4
|  | 530 | Each Joint | 214.3
|  | 560 | Each Joint | 231.6
|  | 600 | Each Joint | 268.5
|  | 650 | Each Joint | 287
|  | 680 | Each Joint | 291.7
|  | 700 | Each Joint | 299.1
|  | 750 | Each Joint | 326.1
|  | 800 | Each Joint | 349.3
|  | 900 | Each Joint | 405.8
|  | 1000 | Each Joint | 460.3
|  | 1100 | Each Joint | 509.2
|  | 1200 | Each Joint | 557.4
| 10 | Jointing the C.I. Pipes, fittings and valves with flanged ends excluding cost of jointing materials such as bolts, nuts, rubber insertion, white lead and including filling with water with a water lead upto 500 m and testing to required pressure etc., comp as per BIS No.3114/85.
DIAMETER OF PIPE : in mm :
|  | 80 | Each Joint | 47.7
|  | 100 | Each Joint | 50.9
|  | 125 | Each Joint | 73.4
|  | 150 | Each Joint | 76.5
|  | 180 | Each Joint | 89.2
|  | 200 | Each Joint | 100.9
|  | 225 | Each Joint | 114.9
|  | 250 | Each Joint | 124.7
|  | 300 | Each Joint | 149.3
|  | 350 | Each Joint | 163.4
|  | 380 | Each Joint | 186.9
|  | 400 | Each Joint | 210.3
|  | 450 | Each Joint | 235.8
|  | 500 | Each Joint | 247.8
|  | 530 | Each Joint | 273.2
|  | 560 | Each Joint | 293.1
|  | 600 | Each Joint | 345.7
|  | 650 | Each Joint | 371.5
|  | 680 | Each Joint | 375.9
|  | 700 | Each Joint | 386.4
|  | 750 | Each Joint | 421.4
|  | 800 | Each Joint | 451.8
|  | 900 | Each Joint | 524.3
|  | 1000 | Each Joint | 629.6
|  | 1100 | Each Joint | 670.4
|  | 1200 | Each Joint | 739
| 11a | Lowering the RCC plain ended pipes carefully into the trench laying them true to alignment and gradient, jointing RCC pipes with cement joints including curing, the cost of jointing materials i.e., Cement Mortar (1:1.5), hemp yarn etc., and testing including filling | Per Metre | 7.3
| 11b | Lowering the RCC S/S pipes carefully into the trenches, laying them true to the alignment and gradient, jointing with rubber rings and testing including filling with water with a water lead upto 500 metres excluding cost of rubber rings as per BIS No.783/ | Per Metre | 4.8
| 12 | Laying, jointing of G.I. / PVC/HDPE pipes and specials/fittings including excavation upto 0.5 m depth in all soils except rock requiring blasting and re-filling trenches after laying and jointing pipes.
| a | G.I. PIPES :
DIA in mm
|  | 50 | Per Metre | 12.3
|  | 40 | Per Metre | 12.3
|  | 32 | Per Metre | 11.3
|  | 25 | Per Metre | 11.3
|  | 20 | Per Metre | 10.2
|  | 15 | Per Metre | 10.2
| b | PVC/HDPE pipes as per BIS No.7634 part-III/75 for PVC and BIS No.7634 part-II/75 for HDPE pipes.
DIA in mm
|  | 50 | Per Metre | 11.3
|  | 40 | Per Metre | 11.3
|  | 32 | Per Metre | 10.4
|  | 25 | Per Metre | 10.4
|  | 20 | Per Metre | 9.5
NOTE :- (i) The above rates are applicable for the works
in District only.
(ii) If the depth of excavation is more than 0.5 m
separate rates to be worked out.
| 13 | Lowering & laying AC pressure pipes in ready made trenches true to alignment and gradient including all sundries but excluding conveyance from source of supply, as per BIS No.6530/72. Dia of Pipes in mm.
|  | 80 | Per Metre | 7.1
|  | 100 | Per Metre | 7.1
|  | 125 | Per Metre | 7.1
|  | 150 | Per Metre | 7.4
|  | 200 | Per Metre | 9
|  | 250 | Per Metre | 10.4
|  | 300 | Per Metre | 12.7
|  | 350 | Per Metre | 22.3
|  | 400 | Per Metre | 25.1
|  | 450 | Per Metre | 27.9
|  | 500 | Per Metre | 33.2
|  | 600 | Per Metre | 35.5
| 14 | Jointing AC pressure pipes with AC couplings or CID joints complete with Rubber Rings including filling with water with a water lead upto 500 m and testing to required pressure, etc., complete but excluding cost of jointing materials and conveyance of pipes.
|  | 80 | Each Joint | 15.7
|  | 100 | Each Joint | 21.7
|  | 125 | Each Joint | 21.7
|  | 150 | Each Joint | 25.1
|  | 200 | Each Joint | 25.1
|  | 250 | Each Joint | 33.4
|  | 300 | Each Joint | 33.4
|  | 350 | Each Joint | 37.6
|  | 400 | Each Joint | 37.6
|  | 450 | Each Joint | 43.7
|  | 500 | Each Joint | 43.7
|  | 600 | Each Joint | 50.2
| 15 | Lowering and laying in ready made trenches true to alignment and gradient, jointing and testing of stoneware pipes excluding cost of jointing materials such as cement mortar and hemp yarn as per BIS No. 4127/83.
DIA of Pipes in mm .
|  | 100 | Per Metre | 18.9
|  | 150 | Per Metre | 23.8
|  | 200 | Per Metre | 26.5
|  | 225 | Per Metre | 27.8
|  | 250 | Per Metre | 31.7
|  | 300 | Per Metre | 36.4
|  | 400 | Per Metre | 40.6
|  | 450 | Per Metre | 54.5
| 16 | Lowering, laying, jointing & testing to Hydraulic Field test pressure including cost of water with minimum water lead of 500 M (Labour charges only) for PVC pipes excluding the cost of jointing materials.
DIA of Pipes in mm .
|  | 63 | Per Metre | 6.7
|  | 75 | Per Metre | 7.1
|  | 90 | Per Metre | 7.2
|  | 110 | Per Metre | 7.7
|  | 125 | Per Metre | 8.1
|  | 140 | Per Metre | 8.3
|  | 160 | Per Metre | 8.5
|  | 180 | Per Metre | 8.9
|  | 200 | Per Metre | 9.5
|  | 225 | Per Metre | 10
|  | 250 | Per Metre | 10.4
|  | 280 | Per Metre | 10.9
|  | 315 | Per Metre | 11.5
NOTE:- For item 9 to 16 the element of testing charges
is to be considered as 20% of the combined rate
for laying, jointing and testing. This 20% shall be
released only after satisfactory testing of the
pipe line to the required pressure.
| 17 | Labour charges for lowering and keeping in position of C.I. Sluice valves, reflux valves and scour valves. Dia of Valve in mm.
|  | 80 | Each | 19.2
|  | 100 | Each | 25.3
|  | 125 | Each | 33.2
|  | 150 | Each | 39.2
|  | 200 | Each | 72.7
|  | 250 | Each | 98.2
|  | 300 | Each | 148.8
|  | 350 | Each | 255.9
|  | 400 | Each | 313.9
|  | 450 | Each | 411
| 18 a. | Labour charges for fixing Air Valves including boring the mains, threading the bore and fixing nipple etc., complete. Dia of Air valve in mm.
|  | 25 | Each | 52.7
|  | 40 | Each | 60.4
|  | 50 | Each | 63.8
|  | 65 | Each | 68
|  | 80 | Each | 74.7
|  | 100 | Each | 87.7
|  | 125 | Each | 135.9
|  | 150 | Each | 148.6
| 18 b. | Labour charges for fixing Kinetic Air Valves with isolating Sluice valves, Double Air valves/ Air Cushion valve excluding cost of jointing materials such as bolts, nuts and rubber insertions etc., complete. Dia of Air Valve in mm .
|  | 25 | Each | 52.4
|  | 40 | Each | 60.1
|  | 50 | Each | 63.4
|  | 65 | Each | 67.7
|  | 80 | Each | 74.4
|  | 100 | Each | 87.3
|  | 125 | Each | 135.3
|  | 150 | Each | 147.9
| 19 | Labour charges for fixing fire hydrants excluding cost of jointing materials.
|  | 65 mm | Each | 59.8
|  | 80 mm | Each | 74.5
| 20 | Uprooting C.I./ DI Pipes by melting the lead, loosening the joints, scraping the pipes, hoisting and keeping within a lead of 10 m but excluding earth work excavation and refilling. Dia of Pipes in mm.
|  | 80 | Per Metre | Observed data only
|  | 100 | Per Metre
|  | 125 | Per Metre
|  | 150 | Per Metre
|  | 180 | Per Metre
|  | 200 | Per Metre
|  | 225 | Per Metre
|  | 250 | Per Metre
|  | 300 | Per Metre
|  | 350 | Per Metre
|  | 400 | Per Metre
|  | 450 | Per Metre
|  | 500 | Per Metre
|  | 600 | Per Metre
| 21 | Uprooting of RCC pipes including breaking the collars, loosening the joint, scraping the pipes, hoisting and keeping within a lead of 10 m but excluding earthwork excavation and refilling. | Per Metre | observed data only
| 22 | Removing GI/PVC/HDPE pipes and specials/ fittings and clearing.
Dia of Pipes in mm
|  | 50 |  | 50% of data of laying & jointing of GI/ PVC/ HDPE pipes and fittings of relevant PH item.
|  | 40 | Per Metre
|  | 30 | Per Metre
|  | 25 | Per Metre
|  | 20 | Per Metre
|  | 15 | Per Metre
| 23 | Cutting C.I./ DI Pipes without water in mains.Dia of pipes in mm.
|  | 80 | Each cut | 28.8
|  | 100 | Each cut | 28.8
|  | 125 | Each cut | 28.8
|  | 150 | Each cut | 28.8
|  | 180 | Each cut | 32.9
|  | 200 | Each cut | 32.9
|  | 225 | Each cut | 32.9
|  | 250 | Each cut | 47.3
|  | 300 | Each cut | 47.3
|  | 350 | Each cut | 65.9
|  | 380 | Each cut | 72.3
|  | 400 | Each cut | 75.4
|  | 450 | Each cut | 93.7
|  | 500 | Each cut | 112.7
|  | 530 | Each cut | 122.5
|  | 560 | Each cut | 132.3
|  | 600 | Each cut | 150
|  | 680 | Each cut | 169.2
| 24 | Cutting A.C. Pipes without water in mains.Dia of pipes in mm.
|  | 80 | Each cut | 12.3
|  | 100 | Each cut | 12.3
|  | 125 | Each cut | 12.3
|  | 150 | Each cut | 12.3
|  | 200 | Each cut | 12.9
|  | 250 | Each cut | 20.9
|  | 300 | Each cut | 20.9
|  | 350 | Each cut | 26.2
|  | 400 | Each cut | 29
|  | 450 | Each cut | 35.6
|  | 500 | Each cut | 39.6
|  | 600 | Each cut | 44.3
| 25 | Drilling and tapping CI/ DI Main and fixing brass screw down ferrule and plug.
|  | 10 mm to 20mm | Each Tapping | 57.4
|  | 25 mm to 40mm | Each Tapping | 68.5
| 26 | Cutting road surface including stacking of excavated materials for pipe line trench work.
|  | a) Cutting open B.T. road surface (as well as asphalt concrete upto 75 mm thick) including water bound macadam | 10 Sqm | 186.8
|  | b) Cutting open C.C. road surface | 1 Cum | 354.8
|  | c) Cutting open water bound macadam road including soiling | 1 Cum | 60.8
| 27 | Bailing out water.(For PH item)
|  | a) Bailing out water from the pipe line trenches with oil engine driven pumpsets, including hire charges, fuel charges and wages for Driver and Helper. | HP/Hour | 13
|  | b) Bailing out water from the pipe line trenches with Electric Driven pumpset including hire charges, current charges and wages for Driver and Helper. | HP/Hour | 10.2
NOTE:- The rate is payable on the total H.P. hours
ignoring fractions less than 0.5 HP hour and
rounding off 0.5 HP hour or more to the next
higher integer.
| 28 | Shoring and strutting of trenches for water and sewer main.
|  | a) Single Staging from (0 to 2.5 Mts.) | 10 Sqm of Shoring area | 543.8
|  | b) Double staging from (2.5 m to 4.5 Mts.) | 10 Sqm of Shoring area | 735.3
| 29 | Barricading, hoarding, lighting and watching etc., for water supply and sewerage works for trenches. | 10 RM | 29.4
| 30 | Excavation of trenches for infiltration galleries, syphon lines and connecting mains in all soils under water including all leads, lifts, shoring, strutting, bailing out water and removal of shoring and strutting materials, after completion of pipe line w
|  | a) 0 to 1 m deep under water. | 10 Cum | 4381.2
|  | b) 1 to 2 m deep under water. | 10 Cum | 6276
|  | c) 2 to 5 m deep under water. | 10 Cum | 9058.6
|  | d) Beyond 5 m deep under water for every additional 1 m depth over item 'c' | 10 Cum | 1714.2
NOTE:- The above rates do not include rock requiring
blasting or chiselling
| 31 | Laying and jointing glazed stoneware pipes including loose jointing with cement fillets and all other incidental charges for infiltration gallery, inclusive of bailing out water by pumping to keep the trench reasonably dry to facilitate the work excluding cost of stoneware pipes
|  | a) 200 mm to 400 mm | Per Metre | 218.1
| 32 | Laying and jointing perforated RCC pipes inclusive of bailing out water and jointing with cement fillets and all other incidental charges for infiltration gallery inclusive of bailing out water by pumping to keep the trench reasonably dry to facilitate the work excluding.
|  | a) 200 mm to 600 mm | Per Metre | 225.1
| 33 | Centring and scaffolding charges for RCC members including all materials and labour charges for forming and dismantling a) for R C C Elevated Service Reservoir of staging up to 15 metre below L W L.
|  | 1) Slabs for thickness (150 mm to 300 mm) |  | 826.2
|  | 2) Slabs for thickness above (300 mm) | One Sqm of Centering area
1651.7
3) Side walls curved surfaces.
624.5
4) Side wall straight surfaces.
555.5
5) Dome.
676.5
6) Roof Slab.
416.6
7) Column footing.
455.4
8) Column braces and beams
278.6
9) Circular braces, ring beams & circular column.
305.2
Note:- For RCC ELSR of staging above 15 m
observed data may be worked out for the extra
staging taking into consideration, the quantum
of concrete to be lifted, extra scaffolding
involved etc., and may be adopted in the
working estimate after getting approval from
the competent authority
b) For Ground level works :-
|  | 1) Slabs | 1 Sqm | As per Common SSR
|  | 2) Beams & Lintels | 1 Sqm
|  | 3) Sun shades | 1 Sqm
|  | 4) RCC vertical walls of plane surface upto 3 m height | 1 Sqm | 302.3
such as ground level tanks clarifiers and sludge
digesters etc.
|  | 5) RCC vertical walls of circular faces upto 3 m | 1 Sqm | 385.7
height.
|  | NOTE: Scaffolding for every extra height of 1 m or | 10 Sqm
part thereof but not less than 0.5 m - 10 Sqm.
| 34 | Lift or delift of materials :
|  | a) Lifting of cement concrete for RCC elevated | 1 Cum | 53.9
reservoir. For every 3 m height or part thereof over
the initial lift of 5 m
|  | b) Delifting the materials such as stones, concrete | 1 Cum | 16.4
etc., for concrete below ground level for
construction of masonry ground level reservoirs,
inspection wells, test wells and sump wells etc., for
every 2 m depth or part thereof beyond the initial
depth of 4 meters from ground level.
| 35 | Labour charges for fixing ventilating shafts complete with all accessories. | Each | 222.2
| 36 | Labour charges for fixing water closets including fixing of foot rests (for all sizes). | Each | Relevant Common SSR item
| 37 | Labour charges for fixing of flushing cistern including fixing of flush pipes, lead pipe, jointing etc., complete | Each
| 38 | Labour charges for fixing wash hand basin including fixing of inlet and waste pipe connections etc., complete | Each
| 39 | Fixing urinal with inlet and waste pipe connections etc., complete. | Each
| 40 | Refilling the trench for pipe line with excavated earth including watering and tamping etc., complete | 10 Cum
| 41 a | Extra allowance for isolated scattered works viz., valve pits, public fountains, meter pits and manholes etc., complete. | Each | 25% extra over the cost of chamber.
| 41 b | Repairs to the existing mains, interconnections, replacement of valves/specials etc., including the cutting ,jointing, bailing out of water, drying, earth work execavation etc., complete. |  | 100% extra over the cost of work
| 42 | Removal of wet silt and sludge from sullage drains with aid of baskets and vessels. | 10 Cum | 554.1
| 43 | Conveyance of C.I./ DI Pipes, C.I. Special excluding loading, unloading and stacking. |  | As per separate sheet enclosed
| 44 | Conveyance of RCC pipes including loading, unloading and stacking. |  | Deleted
| 45 | Conveyance of Stoneware pipes inlcuding loading unloading and stacking. |  | As per local competitive quotations
| 46 | Conveyance of A.C. pressure pipes and accessories including loading, unloading and stacking. |  | As per local competitive quotations
| 47 | Conveyance of PVC pipes and accessories including loading, unloading and stacking. |  | Deleted
| 48 | Well sinking in sandy and other loose soils under water either by manual labour, divers, or dredgers, weighting the top of staining to assist sinking etc., including dewatering and other incidental charges such as hire charges for mechanical equipment etc,complete up to 4 m internal dia.
|  | Upto 2 m below GL/m | Per metre | 9220.6
|  | From 2 to 4 m below GL/m | Per metre | 10098.1
|  | From 4 to 6 m below GL/m | Per metre | 11414.8
|  | From 6 to 8 m below GL/m | Per metre | 12871.1
|  | From 8 to 10 m below GL/m | Per metre | 14227.9
Note:-Below 10 m for every metre depth or part
thereof add Rs.250/- per m. For higher dia,
observed data is to be prepared and got
approved.
| 49 | Sinking in Hard strata other than rock but in soils like limestone, gravel, clay under water including, pumping dewatering, hire charges for mechanical equipment etc., complete. |  | Deleted
| 50 | Open well excavation in various soils. |  | As per Common SSR
| 51 | Rates for OHSRs/ELSRs including fixtures with a staging of 15 m.
| a | Capacity in 500 Kilo litres | Per litre | 4.75
| b | Capacity in 1000 Kilo litres | Per litre | 4.54
| c | Capacity in 1500 Kilo litres | Per litre | 4.28
| d | Capacity in 2000 Kilo litres | Per litre | 4.1
| e | Capacity in 2500 Kilo litres | Per litre | 3.89
NOTE: -1) The above rates are applicable for
Elevated Level Services Reservoirs /
OHSRs with RAFT FOUNDATION and a
rate of Rs.2,700/- per tonne for cement
and Rs.28,000/- per tonne for steel.
2) For every m height of staging above 15 m
or less than 15 m the rate shall be
increased/reduced by Rs.0.02 paise per
litre.
3) For every Rs.100/- increase/decrease in
price of cement per tonn increase/
decrease the rate by 0.7%
4) for every Rs.1000/- increase/decrease in
price of steel per tonne, increase/decrease
the rate by 2%
5) Rate inclusion of three coats of epoxy paint
to inner surface of the reservoir including
roof dome.
6) For intermediate ranges proportional rates
may be adopted.
7) The above rates be adopted for estimate
purposes for construction of ELSR for a
finished work including 2 coats of
snowcem painting for external surfaces,
lettering fixing of all required fixtures,
pipes, bends, valves etc., for pipe
connections but excluding cost of pipes,
bends and valves as per departmental
designs and drawings
8) The above rates are arrived considering a
wind pressure as per BIS No.875/88
9) For tribal/Agency / Rural area, the above
rates shall be increased by 5%
10) Fixtures include.
a) A balcony of 0.75 m width at floor slab level/ middle
ring beam level / top ring beam level with RCC post
with GI pipe hand railing.
b) C.I. Manhole frame and cover : 0.60 x 0.6 m size 2
Nos.
c) RCC Mosquito proof ventilators.
d) RCC Finial - 1 No.
e) RCC precast ladders 0.45 m wide - 2 Nos.
f) RCC dog legged stair case of 1.00 m width with
hand railing - 1 No.
g) RCC hand railing 0.75 m height alround at top of
reservoir.
h) Water level indicator of approved pattern - 1 No.
i) Lightening arrestor with all its accessories complete
including earthing - 1 No.
| 52 | Rates for OHSRs/ELSRs including fixtures with a staging of 15 m.
| a | 40,000 Litres capacity | Per litre | 11.23
| b | 40,001 to 60,000 Litres capacity | Per litre | 8.53
| c | 60,001 to 1,00,000 Litres capacity | Per litre | 7.88
| d | 1,00,001 to 2,00,000 Litres capacity | Per litre | 6.91
| e | 2,00,001 to 3,00,000 Litres capacity | Per litre | 6.48
| f | 3,00,001 to 4,00,000 Litres capacity | Per litre | 5.72
| g | 4,00,001 to 4,50,000 Litres capacity | Per litre | 4.97
NOTE: -1) The above rates are applicable for Elevated
Level Services Reservoirs / OHSRs with
RAFT FOUNDATION and a rate of
Rs.2,700/- per tonne for cement and
Rs.28,000/- per tonne for steel.
2) For every metre height of staging above 15 m or less
than 15 m, the rate shall be increase/reduced by
Rs.0.02 paise per litre.
3) For every Rs.100/- increase/decrease in price of
cement per tonne increase/decrease the rate by
0.7%
4) For every Rs.1000/- increase/decrease in price of
steel per tonne increase/decrease the rate by 2%
5) Rate inclusive of three coats of epoxy paint to inner
surface of the reservoir including roof dome.
6) For intermediate ranges proportional rates may be
adopted.
7) The above rates be adopted for estimate purposes for
construction of ELSR for a finished work including 2
coats of snowcem painting for external surfaces,
lettering, fixing of all required fixtures, pipes, bends,
valves etc., for pipe connections, but excluding cost
of pipes, bends and valves, as per departmental
designs and drawings
8) The above rates are arrived considering a wind
pressure as per BIS No.875/88
9) For Tribal/Agency/ Rural area, the above rates shall
be increased by 5%.
10) Fixtures include :
a) RCC or Aluminium ladder inside 0.45 m wide.
b) Dog legged staircase of 1.0 m wide.
c) M.S. Ladder/spiral on the outside.
d) Lightening arrestor, including conductor and earthing
etc.
e) RCC ventilators with copper or stainless steel fly proof
mesh.
f) RCC finial ventilators with copper or stainless steel fly
proof mesh.
g) Manholes frame and cover 0.75x0.75 m with frame as
per IS specifications (light duty) – 2 Nos.
h) Railing with 32 mm dia G.I. Pipes (A class) in two
rows around OHSR fixed in RCC (1:2:4) posts of size
100x75x75 mm with 1.5 m intervals around periphery
on top of the OHSR for smaller capacities.
i) Water level indicator of good quality with ebonite/
copper float approved pattern- 1 No.
| 53 | Construction of Rapid Gravity Filtration Plant including civil, mechanical and electrical trial running etc., complete.
|  | 1) 2.0 Mld | Per litre | 1.25
|  | 2) 5.0 Mld | Per litre | 1.15
|  | 3) 10.0 Mld | Per litre | 1.04
|  | 4) 20.0 Mld | Per litre | 0.94
NOTE: - a) Above 20 mld the litre rate shall be arrived by reducing the litre rate of 20 mld @ Rs.0.01 P per each additional mld. For intermediate capacities, proportinal rates shall be adopted.
b) The above rates are applicable with cement @ rate of Rs.2,700/-MT and steel of 28,000/MT.
c) For every Rs.100/MT increase/decrease the price of cement increase/reduce the rate by 0.7%.
d) For every Rs.1000/MT increase/decrease in price of steel increase/reduce the rate by 2%.
e) For rural areas an extra allowance of 5% shall be given on basic rate.
NOTE:-The prices of cement and steel will be reviewed
and fixed quarterly and rates will be
communicated separately by ENC (IW) I & CAD
Dept Hyderabad.
PUBLIC HEALTH (PIPES AND SPECIAL)
RATES FOR R.C.C. PLAIN ENDED PIPES
| Code No. | Description
| 1 | 2
MANUFACTURE, SUPPLY AND DELIVERY OF R.C.C. PLAIN ENDED PIPES CONFORMING TO B.I.S. 458/1988 AT EX-FACTORY EXCLUDING TRANSPORTATION, TAXES & DUTIES
|  | Size | Unit | S S Rates for 2005-06
|  |  |  | NP - 2 Class | NP - 3 Class | NP - 4 Class
|  | 80 mm dia | Meter | 60.77
|  | 100 mm dia | Meter | 70.56
|  | 150 mm dia | Meter | 83.2
|  | 200 mm dia | Meter | 98.37
|  | 225 mm dia | Meter | 107.68
|  | 250 mm dia | Meter | 114.75
|  | 300 mm dia | Meter | 165.02
|  | 350 mm dia | Meter | 205.31 | 464.18 | 473.67
|  | 400 mm dia | Meter | 236.97 | 513.68 | 524.66
|  | 450 mm dia | Meter | 290.4 | 587.66 | 593.37
|  | 500 mm dia | Meter | 318.98 | 673.4 | 732.86
|  | 600 mm dia | Meter | 471.46 | 959.23 | 1136.44
|  | 700 mm dia | Meter | 604.3 | 1191.32 | 1521.73
|  | 800 mm dia | Meter | 742.62 | 1574.32 | 1988.2
|  | 900 mm dia | Meter | 933.94 | 1976.77 | 2475.24
|  | 1000 mm dia | Meter | 1134.91 | 2455.12 | 3381.2
|  | 1100 mm dia | Meter | 1349.09 | 2894.84 | 3919.23
|  | 1200 mm dia | Meter | 1606.7 | 3409.32 | 4581.2
|  | 1400 mm dia | Meter | 2185.99 | 4406.28 | 6338.46
|  | 1600 mm dia | Meter | 2356.34 | 5716.5 | 7630.38
|  | 1800 mm dia | Meter | 3322.43 | 7575.51 | 10229.11
RATES FOR R.C.C. COLLARS
| Code | Description
No.
| 1 | 2
MANUFACTURE, SUPPLY AND DELIVERY OF R.C.C. COLLARS CONFORMING TO B.I.S. 458/1988 (RATE PER EACH COLLAR) SUITABLE FOR R.C.C. PLAIN ENDED PIPES INCLUDING TRANSPORTATION BUT EXCLUDING TAXES & DUTIES
|  | Size | Unit | S S Rates for 2005-06
|  |  |  | NP - 2 Class | NP - 3 Class | NP - 4 Class
|  | 80 mm dia | Each | 16.58
|  | 100 mm dia | Each | 17.95
|  | 150 mm dia | Each | 18.65
|  | 200 mm dia | Each | 24.71
|  | 225 mm dia | Each | 27.1
|  | 250 mm dia | Each | 29.36
|  | 300 mm dia | Each | 38.67
|  | 350 mm dia | Each | 47.64 | 67.45 | 67.45
|  | 400 mm dia | Each | 51.54 | 76.72 | 76.72
|  | 450 mm dia | Each | 81.75 | 101.98 | 101.98
|  | 500 mm dia | Each | 93.75 | 121.19 | 121.19
|  | 600 mm dia | Each | 124.62 | 160.06 | 160.06
|  | 700 mm dia | Each | 162.92 | 214.94 | 214.94
|  | 800 mm dia | Each | 228.66 | 272.11 | 272.11
|  | 900 mm dia | Each | 274.39 | 317.84 | 317.84
|  | 1000 mm dia | Each | 320.12 | 397.87 | 397.87
|  | 1100 mm dia | Each | 392.15 | 503.05 | 503.05
|  | 1200 mm dia | Each | 476.76 | 629.96 | 629.96
|  | 1400 mm dia | Each | 615.1 | 798.02 | 798.02
|  | 1600 mm dia | Each | 784.3 | 1023.25 | 1023.25
|  | 1800 mm dia | Each | 815.17 | 1318.22 | 1318.22
RATES FOR R.C.C. S/S PIPES
(Non Pressure)
| Code No. | Description
| 1 | 2
MANUFACTURE, SUPPLY AND DELIVERY OF R.C.C. SOCKET AND SPIGOT PIPES CONFORMING TO B.I.S. 458/1988 AT EX-FACTORY (RATE PER METER OF EFFECTIVE LENGTH) EXCLUDING TRANSPORTATION, TAXES & DUTIES.
|  | Size | Unit | S S Rates for 2005-06
|  |  |  | NP - 2 Class | NP - 3 Class | NP - 4 Class
|  | 80 mm dia | Meter | 80.43
|  | 100 mm dia | Meter | 88.74
|  | 150 mm dia | Meter | 107.46
|  | 200 mm dia | Meter | 131.03
|  | 225 mm dia | Meter | 142.82
|  | 250 mm dia | Meter | 152.54
|  | 300 mm dia | Meter | 214
|  | 350 mm dia | Meter | 274.43 | 656.42 | 668.5
|  | 400 mm dia | Meter | 303.68 | 727.78 | 740.95
|  | 450 mm dia | Meter | 377.61 | 803.52 | 810.1
|  | 500 mm dia | Meter | 434.69 | 918.77 | 997.81
|  | 600 mm dia | Meter | 612.52 | 1287.6 | 1326.02
|  | 700 mm dia | Meter | 793.64 | 1643.26 | 1919.88
|  | 800 mm dia | Meter | 1017.57 | 2173.45 | 2509.34
|  | 900 mm dia | Meter | 1284.31 | 2731.08 | 3151.5
|  | 1000 mm dia | Meter | 1557.64 | 3093.32 | 3951.72
|  | 1100 mm dia | Meter | 1830.96 | 3648.75 | 4564.24
|  | 1200 mm dia | Meter | 2077.95 | 4304.08 | 5341.41
|  | 1400 mm dia | Meter | 2950.62 | 5700.36 | 7570.84
|  | 1600 mm dia | Meter | 3649.85 | 7396.3 | 9125.18
|  | 1800 mm dia | Meter | 4110.89 | 9800.27 | 12237.16
RATES FOR R.C.C. S/S PIPES
(Pressure)
| Code No. | Description
| 1 | 2
MANUFACTURE, SUPPLY AND DELIVERY OF R.C.C. SOCKET AND SPIGOT PIPES CONFORMING TO B.I.S. 458/1988 AT EX-FACTORY (RATE PER METER OF EFFECTIVE LENGTH) EXCLUDING TRANSPORTATION, TAXES & DUTIES.
|  | Size | Unit | S S Rates for 2005-06
|  |  |  | P1 - Class | P2 - Class | P3 - Class
|  | 80 mm dia | Meter | 100.06 | 112.74 | 128.39
|  | 100 mm dia | Meter | 113.46 | 134.7 | 156.54
|  | 150 mm dia | Meter | 155.87 | 201.77 | 247.7
|  | 200 mm dia | Meter | 181.35 | 259.87 | 343.19
|  | 225 mm dia | Meter | 204.27 | 295.23 | 382.91
|  | 250 mm dia | Meter | 223.56 | 317.15 | 403.37
|  | 300 mm dia | Meter | 302.08 | 456.58 | 569.66
|  | 350 mm dia | Meter | 375.84 | 633.26 | 821.46
|  | 400 mm dia | Meter | 445.65 | 746.78 | 1082.81
|  | 450 mm dia | Meter | 479.82 | 992.87 | 1336.71
|  | 500 mm dia | Meter | 634.33 | 1083.05 | 1523.41
|  | 600 mm dia | Meter | 868.76 | 1613.71 | 2120.35
|  | 700 mm dia | Meter | 1154.9 | 2130.52 | 2701.1
|  | 800 mm dia | Meter | 1446.78 | 2544.13 | 3274.73
|  | 900 mm dia | Meter | 1747.86 | 3002.1
|  | 1000 mm dia | Meter | 2199.47 | 3440.68
|  | 1100 mm dia | Meter | 2637.3
|  | 1200 mm dia | Meter | 3099.26
RATES FOR RUBBER RINGS TO SUIT R.C.C. S/S PIPES
| Code No. | Description
| 1 | 2
MANUFACTURE, SUPPLY AND DELIVERY OF RUBBER RINGS TO SUIT R.C.C. SOCKET AND SPIGOT PIPES CONFORMING TO B.I.S. 5382/ 1985 (RATE PER EACH RUBBER RING) INCLUDING TRANSPORTATION BUT EXCLUDING TAXES & DUTIES.
|  | Size | Unit | S S Rates for 2005-06
|  |  |  | NP - 2 Class | NP - 3 Class | NP - 4 Class
|  | 80 mm dia |  | 10
|  | 100 mm dia |  | 12
|  | 150 mm dia |  | 21
|  | 200 mm dia |  | 25
|  | 225 mm dia |  | 27
|  | 250 mm dia |  | 31
|  | 300 mm dia |  | 38
|  | 350 mm dia |  | 44 | 58 | 58
|  | 400 mm dia |  | 48 | 66 | 66
|  | 450 mm dia |  | 55 | 75 | 75
|  | 500 mm dia |  | 72 | 86 | 86
|  | 600 mm dia |  | 94 | 125 | 125
|  | 700 mm dia |  | 129 | 150 | 150
|  | 800 mm dia |  | 163 | 182 | 182
|  | 900 mm dia |  | 204 | 246 | 246
|  | 1000 mm dia |  | 239 | 297 | 297
|  | 1100 mm dia |  | 288 | 380 | 380
|  | 1200 mm dia |  | 460 | 478 | 478
|  | 1400 mm dia |  | 506 | 526 | 526
|  | 1600 mm dia |  | 630 | 642 | 642
|  | 1800 mm dia |  | 785 | 820 | 820
|  | Size |  | P1 - Class | P2 - Class | P3 – Class
|  | 80 mm dia | Each | 10 | 10 | 10
|  | 100 mm dia | Each | 12 | 13 | 13
|  | 150 mm dia | Each | 21 | 21 | 21
|  | 200 mm dia | Each | 25 | 25 | 25
|  | 225 mm dia | Each | 27 | 28 | 29
|  | 250 mm dia | Each | 31 | 32 | 33
|  | 300 mm dia | Each | 38 | 40 | 42
|  | 350 mm dia | Each | 44 | 51 | 55
|  | 400 mm dia | Each | 48 | 66 | 68
|  | 450 mm dia | Each | 55 | 76 | 78
|  | 500 mm dia | Each | 72 | 86 | 90
|  | 600 mm dia | Each | 94 | 108 | 107
|  | 700 mm dia | Each | 129 | 142 | 150
|  | 800 mm dia | Each | 163 | 180 | 18
|  | 900 mm dia | Each | 204 | 228
|  | 1000 mm dia | Each | 239 | 275
|  | 1100 mm dia | Each | 288
|  | 1200 mm dia | Each | 460
S.S. RATES FOR CONVEYANCE OF R.C.C. PLAIN ENDED PIPES
| Code No. | Description | Rate upto 5 Kms Lead including Loading, unloading and stacking | Rate for every additional 1 KM lead or part thereof. | Rate upto 5 Kms Lead including Loading, unloading and stacking | Rate for every additional 1 KM lead or part thereof.
| 1 | 2 | 3 | 4 | 5 | 6
CONVEYANCE OF R.C.C. PLAIN ENDED PIPES ON ALL WEATHER ROADS INCLUDING LOADING, UNLOADING AND STACKING (per Meter)
|  |  | NP - 2 Class |  | NP - 3 Class
&
NP - 4 Class
|  | 80 mm dia | 1.3 | 0.06
|  | 100 mm dia | 1.6 | 0.08
|  | 150 mm dia | 2.25 | 0.13
|  | 200 mm dia | 3 | 0.16
|  | 225 mm dia | 3.5 | 0.2
|  | 250 mm dia | 4 | 0.24
|  | 300 mm dia | 6 | 0.3
|  | 350 mm dia | 7.8 | 0.38 | 17 | 0.45
|  | 400 mm dia | 9 | 0.5 | 20 | 0.65
|  | 450 mm dia | 11.5 | 0.65 | 22 | 0.75
|  | 500 mm dia | 12.5 | 0.75 | 24 | 0.75
|  | 600 mm dia | 18 | 1.1 | 36 | 1.6
|  | 700 mm dia | 23 | 1.6 | 40 | 1.88
|  | 800 mm dia | 27 | 1.6 | 48 | 1.88
|  | 900 mm dia | 31 | 1.6 | 63 | 3.5
|  | 1000 mm dia | 46 | 3.25 | 76 | 3.5
|  | 1100 mm dia | 50.5 | 3.25 | 82 | 3.75
|  | 1200 mm dia | 57 | 3.45 | 92 | 3.75
|  | 1400 mm dia | 69 | 3.45 | 125 | 3.96
|  | 1600 mm dia | 80 | 3.5 | 150 | 3.96
|  | 1800 mm dia | 92 | 3.5 | 200 | 5.54
S.S. RATES FOR CONVEYANCE OF R.C.C. S/S PIPES
| Code No. | Description | Rate upto 5 Kms Lead including Loading, unloading and stacking | Rate for every additional 1 KM lead or part thereof. | Rate upto 5 Kms Lead including Loading, unloading and stacking | Rate for every additional 1 KM lead or part thereof.
| 1 | 2 | 3 |  |  | 4
CONVEYANCE OF R.C.C. SOCKET AND SPIGOT PIPES ON ALL WEATHER ROADS INCLUDING LOADING, UNLOADING AND STACKING (per Meter of effective length)
|  | Size | NP - 2 & P1 Class |  | NP - 3 & NP - 4 Class
|  | 80 mm dia | 1.65 | 0.1
|  | 100 mm dia | 1.9 | 0.11
|  | 150 mm dia | 2.65 | 0.15
|  | 200 mm dia | 3.4 | 0.25
|  | 225 mm dia | 4.1 | 0.3
|  | 250 mm dia | 4.6 | 0.36
|  | 300 mm dia | 6.8 | 0.4
|  | 350 mm dia | 8.5 | 0.5 | 20 | 0.7
|  | 400 mm dia | 10.3 | 0.65 | 25 | 1.22
|  | 450 mm dia | 11.8 | 0.7 | 27.5 | 1.25
|  | 500 mm dia | 13.25 | 0.75 | 30 | 1.3
|  | 600 mm dia | 17.5 | 1.21 | 41 | 1.85
|  | 700 mm dia | 21.25 | 1.3 | 55 | 3.68
|  | 800 mm dia | 29.5 | 2 | 65 | 3.7
|  | 900 mm dia | 44 | 3.65 | 75 | 3.7
|  | 1000 mm dia | 50 | 3.65 | 79 | 3.7
|  | 1100 mm dia | 56.5 | 3.65 | 85 | 3.7
|  | 1200 mm dia | 63 | 3.7 | 95 | 3.75
|  | 1400 mm dia | 78 | 3.7 | 127 | 3.75
|  | 1600 mm dia | 93 | 3.75 | 150 | 4
|  | 1800 mm dia | 115 | 3.75 | 200 | 5.5
|  |  | P2 - Class |  | P3 – Class
|  | 80 mm dia | 1.65 | 0.1 | 1.65 | 0.1
|  | 100 mm dia | 1.9 | 0.11 | 1.9 | 0.11
|  | 150 mm dia | 2.65 | 0.15 | 2.65 | 0.15
|  | 200 mm dia | 3.69 | 0.3 | 5 | 0.33
|  | 225 mm dia | 5 | 0.37 | 5.6 | 0.38
|  | 250 mm dia | 5.25 | 0.39 | 6.6 | 0.5
|  | 300 mm dia | 10 | 0.52 | 11.5 | 0.6
|  | 350 mm dia | 12.6 | 0.7 | 16 | 0.75
|  | 400 mm dia | 15 | 0.75 | 21.5 | 1.22
|  | 450 mm dia | 19 | 1.17 | 26.5 | 1.25
|  | 500 mm dia | 21.5 | 1.2 | 32.5 | 1.75
|  | 600 mm dia | 28.5 | 1.27 | 46.5 | 2.32
|  | 700 mm dia | 42 | 2.45 | 68.5 | 3.7
|  | 800 mm dia | 56 | 3.5 | 87 | 3.7
|  | 900 mm dia | 66 | 3.7
|  | 1000 mm dia | 84 | 3.75
S.S.RATES FOR A.C. PIPES
| Code No. | Description
| 1 | 2
MANUFACTURE AS PER BIS NO: 1592/1989 AS AMENDED FROM TIME TO TIME (MAZZA PROCESS) AND SUPPLY OF AC PRESSURE PIPES DULY MARKED WITH BIS MARK, INCLUDING COST OF MATERIAL, INCIDENTAL HANDLING, LOADING AND PACKING CHARGES BUT ARE EXCLUSIVE OF TRANSPORTATION, UNLOADING, STACKING AT DEPARTMENTAL STORES, EXCISE DUTY, VAT OCTROI AND OTHER GOVT. LEVIES.
|  | Size | Unit | S S Rates for 2005-06
|  |  |  | Class -5 | Class - 10 | Class - 15 | Class - 20 | Class - 25
|  | 80 mm dia | Rate/Meter | 77.27 | 77.27 | 77.74 | 84.08 | 105.51
|  | 100 mm dia | Rate/Meter | 97.34 | 97.34 | 102.09 | 129.17 | 160.06
|  | 125 mm dia | Rate/Meter | 122.3 | 122.3 | 133.85 | 166.61 | 209.98
|  | 150 mm dia | Rate/Meter | 151.63 | 151.63 | 189.45 | 235.87 | 295.15
|  | 200 mm dia | Rate/Meter | 211.85 | 238.37 | 315.74 | 400.61 | 508.56
|  | 250 mmdia | Rate/Meter | 261.77 | 310.75 | 399.36 | 513.86 | 644.59
|  | 300 mm dia | Rate/Meter | 337.27 | 401.86 | 560.66 | 725.09 | 924.14
|  | 350 mm dia | Rate/Meter | 494.21 | 494.21 | 684.84 | 889.51 | 1117.58
|  | 400 mm dia | Rate/Meter | 613.08 | 613.08 | 891.38 | 1161.26 | 1440.19
|  | 450 mm dia | Rate/Meter | 739.13 | 739.13 | 1048.63 | 1388.71 | 1740.34
|  | 500 mm dia | Rate/Meter | 913.54 | 913.54 | 1301.04 | 1701.34 | 2137.51
|  | 600 mm dia | Rate/Meter | 1279.2 | 1279.2 | 1847.35 | 2407.7 | 3068.83
SCHEDULE OF RATES FOR TRANSPORTATION OF A.C. PRESSURE PIPES AT SITE OF WORK WITHIN THE STATE OF ANDHRA PRADESH
|  | Stores delivery charges for transportation of AC pressure pipes at site of work anywhere in Andhra Pradesh on motorable roads for full truck loads including transit insurance, unloading, and stacking at Departmental stores etc., complete (A.C. couplings and Rubber rings are to be supplied free of transportation charges). |  |  |  |  | 10% on the value of AC Pressure pipes only. (on basic price)
| Note | The duties and taxes as applicable may be added as per rules at the time of preparation of estimate.
RATES FOR A.C. COUPLINGS
| Code No. | Description
| 1 | 2
MANUFACTURE AS PER MANUFACTURERS SPECIFICATION (MAZZA PROCESS) AND SUPPLY OF A.C. COUPLINGS WITHOUT RUBBER RINGS TO SUIT AC PRESSURE PIPES INCLUDING COST OF MATERIAL, INCIDENTAL HANDLING, PACKING TRANSPORTATION AND UNLOADING AT SITE TRANSIT RISK BUT EXCLUDING EXCISE DUTY, VAT AND OTHER GOVT. LEVIES.
|  | Size | Unit | S S Rates for 2005-06
|  |  |  | Class - 5 | Class - 10 | Class - 15 | Class - 20 | Class - 25
|  | 80 mm dia | Rate/Each | 40.25 | 40.25 | 40.25 | 42.12 | 48.67
|  | 100 mm dia | Rate/Each | 50.54 | 50.54 | 52.42 | 54.29 | 65.52
|  | 125 mm dia | Rate/Each | 61.78 | 61.78 | 65.52 | 71.14 | 86.11
|  | 150 mm dia | Rate/Each | 71.14 | 71.14 | 74.88 | 93.6 | 116.06
|  | 200 mm dia | Rate/Each | 89.86 | 102.96 | 138.53 | 147.89 | 189.07
|  | 250 mmdia | Rate/Each | 101.09 | 132.91 | 160.99 | 202.18 | 258.34
|  | 300 mm dia | Rate/Each | 117.94 | 164.74 | 209.66 | 271.44 | 348.19
|  | 350 mm dia | Rate/Each | 220.9 | 220.9 | 273.31 | 353.81 | 453.02
|  | 400 mm dia | Rate/Each | 301.39 | 301.39 | 421.2 | 550.37 | 709.49
|  | 450 mm dia | Rate/Each | 357.55 | 357.55 | 505.44 | 666.43 | 859.25
|  | 500 mm dia | Rate/Each | 426.82 | 426.82 | 602.78 | 806.83 | 1033.34
|  | 600 mm dia | Rate/Each | 570.96 | 570.96 | 692.64 | 904.18 | 1156.9
RATES FOR RUBBER RINGS TO SUIT A.C. PIPES
| Code No. | Description
| 1 | 2
SCHEDULE OF RATE FOR SUPPLY OF RUBBER RINGS MANUFACTURED AS PER BIS: 5382/88 AND WITH BIS MARK EMBOSSED PER EACH SET SUITABLE FOR A.C. COUPLINGS INCLUDING COST OF MATERIAL, INCIDENTAL, HANDLING, PACKING, TRANSPORTATION AND UNLOADING AT SITE TRANSIT RISK ETC., BUT EXCLUDING VAT.
|  | Size | Unit | S S Rates for 2005-06
|  |  |  | Class - 5 | Class - 10 | Class - 15 | Class - 20 | Class - 25
|  | 80 mm dia | Each Set | 25.27 | 25.27 | 25.27 | 25.27 | 25.272
|  | 100 mm dia | Each Set | 30.99 | 30.99 | 30.99 | 30.99 | 30.992
|  | 125 mm dia | Each Set | 40.56 | 40.56 | 40.56 | 40.56 | 40.56
|  | 150 mm dia | Each Set | 51.79 | 51.79 | 51.79 | 51.79 | 51.792
|  | 200 mm dia | Each Set | 53.04 | 53.04 | 53.04 | 53.04 | 53.04
|  | 250 mmdia | Each Set | 61.88 | 61.88 | 61.88 | 61.88 | 61.88
|  | 300 mm dia | Each Set | 62.09 | 62.09 | 62.09 | 62.09 | 62.088
|  | 350 mm dia | Each Set | 69.89 | 69.89 | 69.89 | 69.89 | 69.888
|  | 400 mm dia | Each Set | 85.38 | 85.38 | 85.38 | 85.38 | 85.384
|  | 450 mm dia | Each Set | 100.88 | 100.88 | 100.88 | 100.88 | 100.88
|  | 500 mm dia | Each Set | 116.48 | 116.48 | 116.48 | 116.48 | 116.48
|  | 600 mm dia | Each Set | 131.98 | 131.98 | 131.98 | 131.98 | 131.976
RATES FOR PRE-STRESSED (NON-CYLINDER) CONCRETE PIPES
| Code No. | Description
| 1 | 2
MANUFACTURE, SUPPLY, DELIVERY OF PRE-STRESSED (NON-CYLINDER) CONCRETE PIPES CONFORMING TO IS 784/2001 @ Ex-factory excluding transportation and taxes & duties.
|  | Size | Unit | S S Rates for 2005-06
|  |  |  | 6 Kg/cm2 | 8 Kg/cm2 | 10 Kg/cm2 | 12 Kg/cm2 | 14 Kg/cm2 | 16 Kg/cm2
|  | 350 MM DIA | Meter | 1060 | 1060 | 1070 | 1080 | 1100 | 1140
|  | 400 MM DIA | Meter | 1140 | 1150 | 1160 | 1180 | 1200 | 1220
|  | 450 MM DIA | Meter | 1210 | 1220 | 1230 | 1260 | 1290 | 1320
|  | 500 MM DIA | Meter | 1310 | 1320 | 1330 | 1360 | 1390 | 1430
|  | 600 MM DIA | Meter | 1510 | 1520 | 1540 | 1590 | 1640 | 1690
|  | 700 MM DIA | Meter | 1850 | 1860 | 1890 | 1940 | 2010 | 2070
|  | 800 MM DIA | Meter | 2190 | 2210 | 2270 | 2330 | 2420 | 2510
|  | 900 MM DIA | Meter | 2540 | 2560 | 2620 | 2730 | 2840 | 3000
|  | 1000 MM DIA | Meter | 2980 | 3010 | 3100 | 3220 | 3410 | 3560
|  | 1100 MM DIA | Meter | 3390 | 3440 | 3540 | 3730 | 3900 | 4070
|  | 1200 MM DIA | Meter | 3760 | 3830 | 3960 | 4170 | 4380 | 4580
Cost of laying jointing, testing to Hydrostatic field test pressure including cost of rubber rings, cost of transportation of water and emptying pipe line after completion of field testing etc.
|  | 350 MM DIA | Meter | 75 | 75 | 75 | 75 | 75 | 75
|  | 400 MM DIA | Meter | 85 | 85 | 85 | 85 | 85 | 85
|  | 450 MM DIA | Meter | 95 | 95 | 95 | 95 | 95 | 95
|  | 500 MM DIA | Meter | 100 | 100 | 100 | 100 | 100 | 100
|  | 600 MM DIA | Meter | 125 | 125 | 125 | 125 | 125 | 125
|  | 700 MM DIA | Meter | 145 | 145 | 145 | 145 | 145 | 145
|  | 800 MM DIA | Meter | 165 | 165 | 165 | 165 | 165 | 165
|  | 900 MM DIA | Meter | 185 | 185 | 185 | 185 | 185 | 185
|  | 1000 MM DIA | Meter | 210 | 210 | 210 | 210 | 210 | 210
|  | 1100 MM DIA | Meter | 235 | 235 | 235 | 235 | 235 | 235
|  | 1200 MM DIA | Meter | 255 | 255 | 255 | 255 | 255 | 255
CONVEYANCE OF PRE-STRESSED (NON-CYLINDER) CONCRETE PIPIES AND ACCESSORIES including loading at Factory, un-loading at site and stacking for the following sizes.
|  | 350 MM DIA | Per KM/M | 0.38 | 0.38 | 0.38 | 0.38 | 0.38 | 0.38
|  | 400 MM DIA | Per KM/M | 0.38 | 0.38 | 0.38 | 0.38 | 0.38 | 0.38
|  | 450 MM DIA | Per KM/M | 0.43 | 0.43 | 0.43 | 0.43 | 0.43 | 0.43
|  | 500 MM DIA | Per KM/M | 0.5 | 0.5 | 0.5 | 0.5 | 0.5 | 0.5
|  | 600 MM DIA | Per KM/M | 0.6 | 0.6 | 0.6 | 0.6 | 0.6 | 0.6
|  | 700 MM DIA | Per KM/M | 1 | 1 | 1 | 1 | 1 | 1
|  | 800 MM DIA | Per KM/M | 1 | 1 | 1 | 1 | 1 | 1
|  | 900 MM DIA | Per KM/M | 1 | 1 | 1 | 1 | 1 | 1
|  | 1000 MM DIA | Per KM/M | 1.5 | 1.5 | 1.5 | 1.5 | 1.5 | 1.5
|  | 1100 MM DIA | Per KM/M | 1.5 | 1.5 | 1.5 | 1.5 | 1.5 | 1.5
|  | 1200 MM DIA | Per KM/M | 3 | 3 | 3 | 3 | 3 | 3
RATES FOR BAR WRAPPED STEEL CYLINDRICAL (BWSC) PIPES
| Code No. | Description
| 1 | 2
BAR WRAPPED STEEL CYLINDRICAL (BWSC) PIPES CONFORMING TO IS 15155 - 2002 @ Ex-factory excluding transportation, taxes and duties etc., for Bar wrapped steel cylindrical pipes.
|  | Size | Unit | S S Rates for 2005-06
|  |  |  | 4 - 12 Kg/cm2 | 14 Kg/cm2 | 16 Kg/cm2 | 18 Kg/cm2 | 20 Kg/cm2 | 22 Kg/cm2 | 24 Kg/cm2 | 26 Kg/cm2 | 28 Kg/cm2 | 30 Kg/cm2
|  | 250 MM DIA | Meter |  | 1027 | 1027 | 1027 | 1027 | 1027 | 1027 | 1027 | 1037 | 1075
1027
|  | 300 MM DIA | Meter | 1157 | 1157 | 1157 | 1157 | 1157 | 1157 | 1185 | 1230 | 1252 | 1297
|  | 350 MM DIA | Meter | 1418 | 1418 | 1418 | 1418 | 1418 | 1418 | 1453 | 1502 | 1544 | 1587
|  | 400 MM DIA | Meter | 1561 | 1561 | 1561 | 1561 | 1561 | 1633 | 1696 | 1760 | 1824 | 2044
|  | 450 MM DIA | Meter | 1704 | 1704 | 1704 | 1722 | 1802 | 1881 | 1961 | 2041 | 2122 | 2279
|  | 500 MM DIA | Meter | 1901 | 1901 | 1921 | 2010 | 2109 | 2209 | 2317 | 2404 | 2589 | 2687
|  | 600 MM DIA | Meter | 2502 | 2502 | 2537 | 2679 | 2820 | 2949 | 3097 | 3241 | 2441 | 3564
|  | 700 MM DIA | Meter | 2834 | 2902 | 3092 | 3282 | 3473 | 3663 | 3917 | 4084 | 1284 | 4501
|  | 800 MM DIA | Meter | 3221 | 3467 | 3714 | 3953 | 4195 | 4526 | 4775 | 5162 | 5411 | 5677
|  | 900 MM DIA | Meter | 3992 | 4147 | 4457 | 4758 | 5060 | 5388 | 5867 | 6231 | 6557 | 6919
|  | 1000 MM DIA | Meter | 4503 | 4884 | 5259 | 5625 | 5992 | 6556 | 7022 | 7685 | 8045 | 8528
Cost of laying jointing, testing to hydrostatic field test pressure including cost of site welding and fixing of polypropylene diapher cloth, cost of tranfortation of water and emptying pipeline after completion of field testing
|  | Size | Unit | S S Rates for 2005-06
|  |  |  | 4 - 12 Kg/cm2 | 14 Kg/cm2 | 16 Kg/cm2 | 18 Kg/cm2 | 20 Kg/cm2 | 22 Kg/cm2 | 24 Kg/cm2 | 26 Kg/cm2 | 28 Kg/cm2 | 30 Kg/cm2
|  | 250 MM DIA | Meter | 180 | 180 | 180 | 180 | 180 | 180 | 180 | 180 | 180 | 180
|  | 300 MM DIA | Meter | 210 | 210 | 210 | 210 | 210 | 210 | 210 | 220 | 220 | 220
|  | 350 MM DIA | Meter | 250 | 250 | 250 | 250 | 250 | 250 | 250 | 260 | 260 | 260
|  | 400 MM DIA | Meter | 280 | 280 | 280 | 280 | 280 | 290 | 290 | 300 | 300 | 310
|  | 450 MM DIA | Meter | 320 | 320 | 320 | 320 | 320 | 330 | 330 | 340 | 340 | 350
|  | 500 MM DIA | Meter | 350 | 350 | 350 | 360 | 360 | 370 | 380 | 380 | 390 | 400
|  | 600 MM DIA | Meter | 430 | 430 | 440 | 440 | 450 | 460 | 470 | 480 | 490 | 490
|  | 700 MM DIA | Meter | 500 | 510 | 520 | 530 | 540 | 550 | 560 | 570 | 580 | 590
|  | 800 MM DIA | Meter | 570 | 590 | 600 | 610 | 630 | 650 | 660 | 680 | 690 | 710
|  | 900 MM DIA | Meter | 670 | 670 | 690 | 710 | 720 | 740 | 770 | 790 | 810 | 830
|  | 1000 MM DIA | Meter | 740 | 760 | 780 | 800 | 830 | 860 | 880 | 920 | 940 | 960
Conveyance of Bar Wrapped steel Cylindrical (BWSC) pipes and accessories including loading at Factory, un-loading at site and stacking for the following sizes.
|  | 250 MM DIA | Per KM/M | 0.2 | 0.2 | 0.2 | 0.2 | 0.2 | 0.2 | 0.2 | 0.2 | 0.2 | 0.2
|  | 300 MM DIA | Per KM/M | 0.2 | 0.2 | 0.2 | 0.2 | 0.2 | 0.2 | 0.2 | 0.2 | 0.2 | 0.2
|  | 350 MM DIA | Per KM/M | 0.25 | 0.25 | 0.25 | 0.25 | 0.25 | 0.25 | 0.25 | 0.25 | 0.25 | 0.25
|  | 400 MM DIA | Per KM/M | 0.3 | 0.3 | 0.3 | 0.3 | 0.3 | 0.3 | 0.3 | 0.3 | 0.3 | 0.3
|  | 450 MM DIA | Per KM/M | 0.38 | 0.38 | 0.38 | 0.38 | 0.38 | 0.38 | 0.38 | 0.38 | 0.38 | 0.38
|  | 500 MM DIA | Per KM/M | 0.43 | 0.43 | 0.43 | 0.43 | 0.43 | 0.43 | 0.43 | 0.43 | 0.43 | 0.43
|  | 600 MM DIA | Per KM/M | 0.5 | 0.5 | 0.5 | 0.5 | 0.5 | 0.5 | 0.5 | 0.5 | 0.5 | 0.5
|  | 700 MM DIA | Per KM/M | 0.6 | 0.6 | 0.6 | 0.6 | 0.6 | 0.6 | 0.6 | 0.6 | 0.6 | 0.6
|  | 800 MM DIA | Per KM/M | 0.75 | 0.75 | 0.75 | 0.75 | 0.75 | 0.75 | 0.75 | 0.75 | 0.75 | 0.75
|  | 900 MM DIA | Per KM/M | 0.75 | 0.75 | 0.75 | 0.75 | 0.75 | 0.75 | 0.75 | 0.75 | 0.75 | 0.75
|  | 1000 MM DIA | Per KM/M | bar: 500 to 590
RATES FOR DUCTILE IRON PRESSURE PIPES
| Code No. | Description | Unit | 500: S S Rates for 2005-06
| 1 | 2 | 3 | 500: 4
| 1 | CENTRIFUGALLY CAST (SPUN) DUCTILE IRON PRESSURE PIPES FOR WATER, GAS AND SEWAGE WITH SOCKET SPIGOT ENDS CONFORMING TO I.S.: 8329/2000 IN STANDARD WORKING LENGTHS OF 4, 5 5.5 & 6 METER FOR CLASSIFICATION K9 & K7 SUITABLE FOR PUSH-ON-JOINT (RUBBER GASKET D JOINTING) WITH CEMENT MOTOR LINING INSIDE THE PIPES WITH OUTSIDE ZINC COATING. RATES ARE EX-FACTORY EXCLUDING TRANSPORTATION, TAXES & DUTIES. |  | 500: NOTE : The prevailing rates of DI Pipes as per D.G.S. & D Rate Contract shall be
| 2 | CENTRIFUGALLY CAST (SPUN) DUCTILE IRON PRESSURE PIES WITH FLANGED (WELDED) ENDS FOR WATER, GAS, SEWAGE CONFORMING TO I.S.: 8329/2000 IN STANDARD WORKING LENGTHS OF 4, 5, AND 5.5. Mts FOR CLASSIFICATION K9 & K7 WITH CEMENT MORTOR LINING INSIDE THE PIPES WITH OUTSIDE ZINC COATING. RATES ARE EX-FACTORY EXCLUDING TRANSPORTATION, TAXES & DUTIES. |  | 500: adopted.
| 3 | CENTRIFUGALLY CAST (SPUN) DUCTILE IRON PRESSURE PIPES FOR WATER, GAS AND SEWAGE WITH PLAIN ENDS CONFORMING TO I.S.: 8329/2000 IN STANDARD WORKING LENGTHS OF 4, 5, 5.5 & 6 METER FOR CLASSIFICATION K9 & K7 WITH CEMENT MOTOR LINING INSIDE THE PIPES WITH OUTSIDE ZINC COATING. RATES ARE EX-FACTORY EXCLUDING TRANSPORTATION, TAXES & DUTIES.
| Note: | The duties and taxes as applicable may be added as per rules at the time of preparation of estimate.
RATES FOR DUCTILE IRON FITTINGS
| Code No. | Description | Unit | 500: S S rate for 2005-06
| 1 | 2 | 3 | 500: 4
CENTRIFUGALLY CAST (SPUN) DUCTILE IRON FITTINGS CONFORMING TO IS:9523/2000 HAVING DIMENTIONS AS PER TABLE. THE RATES MENTIONED HERE UNDER ARE FOR FITTINGS, ZINC COATED EXTERNALLY WITH INSIDE MOTOR LINING (WITH FINISHING AS PER CLASS 13/IS 9523/2000) ( Ex-works) Excluding transportation, taxes and duties etc.
| I | DI double socket branch flange Tee
Nominal dia in mm
|  | 80 x 80 | Each | 500: 585
|  | 100 x 80 | Each | 500: 675
|  | 100 x 100 | Each | 500: 765
|  | 150 x 80 | Each | 500: 945
|  | 150 x 100 | Each | 500: 1035
|  | 150 x 150 | Each | 500: 1260
|  | 200 x 80 | Each | 500: 1305
|  | 200 x 100 | Each | 500: 1395
|  | 200 x 150 | Each | 500: 1665
|  | 200 x 200 | Each | 500: 1980
|  | 250 x 80 | Each | 500: 1620
|  | 250 x 100 | Each | 500: 1755
|  | 250 x 150 | Each | 500: 2025
|  | 250 x 200 | Each | 500: 2385
|  | 250 x 250 | Each | 500: 2835
|  | 300 x 100 | Each | 500: 2295
|  | 300x 200 | Each | 500: 2970
|  | 300 x 300 | Each | 500: 3960
|  | 350 x 100 | Each | 500: 3000
|  | 350 x 200 | Each | 500: 3900
|  | 350 x 350 | Each | 500: 5850
|  | 400 x 80 | Each | 500: 3400
|  | 400 x 100 | Each | 500: 3600
|  | 400 x 150 | Each | 500: 4050
|  | 400 x 200 | Each | 500: 4550
|  | 400 x 300 | Each | 500: 5800
|  | 400 x 400 | Each | 500: 7500
|  | 450 x 100 | Each | 500: 4400
|  | 450 x 250 | Each | 500: 6000
|  | 500 x 100 | Each | 500: 5665
|  | 500 x 200 | Each | 500: 6875
|  | 500 x 400 | Each | 500: 10065
|  | 500 x 500 | Each | 500: 12320
|  | 600 x 200 | Each | 500: 9405
| II | DI All socket Tees+B16
Nominal dia in mm
|  | 80 x 80 | Each | 500: 540
|  | 100 x 80 | Each | 500: 630
|  | 100 x 100 | Each | 500: 675
|  | 150 x 80 | Each | 500: 900
|  | 150 x 100 | Each | 500: 945
|  | 150 x 150 | Each | 500: 1125
|  | 200 x 80 | Each | 500: 1260
|  | 200 x 100 | Each | 500: 1350
|  | 200 x 150 | Each | 500: 1530
|  | 200 x 200 | Each | 500: 1800
|  | 250 x 80 | Each | 500: 1575
|  | 250 x 100 | Each | 500: 1665
|  | 250 x 150 | Each | 500: 1890
|  | 250 x 200 | Each | 500: 2160
|  | 250 x 250 | Each | 500: 2475
|  | 300 x 100 | Each | 500: 2250
|  | 300x 200 | Each | 500: 2790
|  | 300 x 300 | Each | 500: 3465
| III | DI double socket concerntric TAPERS
Nominal dia in mm
|  | 100 x 80 | Unit | 500: 360
|  | 150 x 80 | Unit | 500: 585
|  | 150 x 100 | Unit | 500: 585
|  | 200 x 100 | Unit | 500: 900
|  | 200 x 150 | Unit | 500: 900
|  | 250 x 150 | Unit | 500: 1260
|  | 250 x 200 | Unit | 500: 1215
|  | 300 x 150 | Unit | 500: 1710
|  | 300x 200 | Unit | 500: 1710
|  | 300 x 250 | Unit | 500: 1575
|  | 350 x 200 | Unit | 500: 2500
|  | 350 x 250 | Unit | 500: 2400
|  | 350 x 300 | Unit | 500: 2250
|  | 400 x 250 | Unit | 500: 3100
|  | 400 x 300 | Unit | 500: 3000
|  | 400 x 350 | Unit | 500: 2750
|  | 450 x 350 | Unit | 500: 3700
|  | 450 x 400 | Unit | 500: 3450
|  | 500 x 350 | Unit | 500: 5115
|  | 500 x 400 | Unit | 500: 4785
|  | 600 x 500 | Unit | 500: 6710
| IV | DI Flanged socket | PN-10 | 500: PN-16
Nominal dia in mm Rate/Unit
|  | 80 | 400 | 500: 400
|  | 100 | 450 | 500: 450
|  | 150 | 700 | 500: 700
|  | 200 | 1000 | 500: 1000
|  | 250 | 1300 | 500: 1300
|  | 300 | 1650 | 500: 1750
|  | 350 | 2310 | 500: 2475
|  | 400 | 2750 | 500: 3025
|  | 450 | 3190 | 500: 3740
|  | 500 | 4140 | 500: 5040
|  | 600 | - | 500: 8160
| V | DI Flanged Spigot | PN-10 | 500: PN-16
Nominal dia in mm Rate/Unit
|  | 80 | 400 | 500: 400
|  | 100 | 500 | 500: 500
|  | 150 | 800 | 500: 800
|  | 200 | 1150 | 500: 1150
|  | 250 | 1600 | 500: 1600
|  | 300 | 2100 | 500: 2150
|  | 350 | 2915 | 500: 3080
|  | 400 | 3575 | 500: 3905
|  | 450 | 4290 | 500: 4840
|  | 500 | 5700 | bar: 500
|  | 600 | 8100 | 500: 9540
S S RATES FOR D.I. DOUBLE SOCKET BENDS
| Code No. | Description
| 1 | 2 | 3 | 500: 4; 510: 5; 520: 6
CENTRIFUGALLY CAST (SPUN) DUCTILE IRON FITTINGS CONFORMING TO IS:9523/2000 HAVING DIMENTIONS AS PER TABLE. THE RATES MENTIONED HERE UNDER ARE FOR FITTINGS, ZINC COATED EXTERNALLY WITH INSIDE MOTOR LINING (WITH FINISHING AS PER CLASS 13/IS 9523/2000)
Ex - works excluding transportation, taxes and duties etc.
DI double socket Bends
|  | Nominal dia in mm Rate/Each | 90o | 500: 45o; 510: 22½ o; 520: 11¼o
|  | 80 | - | 500: -; 510: 315; 520: 315
|  | 100 | 495 | 500: -; 510: 405; 520: -
|  | 150 | - | 500: 720; 510: 675; 520: 630
|  | 200 | 1440 | 500: 1170; 510: 1035; 520: 945
|  | 250 | 2025 | 500: 1575; 510: 1350; 520: 1260
|  | 300 | 2925 | 500: 2205; 510: 1890; 520: 1710
|  | 350 | - | 500: 3200; 510: 2650; 520: 2350
|  | 400 | - | 500: 4000; 510: 3300; 520: 2900
|  | 450 | - | 500: 5300; 510: 4250; 520: 3700
|  | 500 | - | 500: 7040; 510: 5665; 520: 4840
|  | 600 | - | 500: 10890; 510: 8690; 520: 7370
RATES FOR CENTRIFUGALLY CAST (SPUN)
IRON PRESSURE PIPES
| Code No. | Description | Unit | 500: S S Rates for 2005-06
| 1 | 2 | 3 | 500: 4
|  | Socket and spigot centrifugally cast (spun) iron pressure pipes for water, gas and sewage conforming to specification no: i..s 1536/1989 (third revision) with amdt. No: 1 & 2 in standard lengths of 3.66 m, 4 m, 4.5m, 5 m, 5.5 m & 6 m and details given below, suitable either for lead jointing or rubber gasket (pushon) jointing at purchasers option at ex-factory excluding transportation, taxes & duties. |  | 500: Note: The prevailing rates for Centrifugally Cast (Spun) Iron Pressure Pipes as per DGS & D Rate Contract shall be adopted.
RATES FOR GLASS FIBRE REINFORCED PLASTIC (GRP) PIPES
| Code No. | Description
| 1 | 2
GLASSFIBRE REINFORCED PLASTIC (GRP) PIPES CONFORMING TO IS 12709 - 1994 Stiffness class 124 Kpa including transportation to any where in A.P. with jointing materials i.e., Reka couplings, Rubber Gaskets etc., for jointing pipes including cost of specials, loading, un-loading and stacking etc., complete but excluding Central Excise duty and sale tax.
|  | Size | Unit | 500: S S Rates for 2005-06
|  |  |  | 3 Bar | 6 Bar | 9 Bar | 12 Bar | 15 Bar
|  | 350 MM DIA | Meter | 500: 1523; 510: 1544; 520: 1592; 530: 1636; 540: 1712
|  | 400 MM DIA | Meter | 500: 1696; 510: 1771; 520: 1836; 530: 1922; 540: 1998
|  | 450 MM DIA | Meter | 500: 1990; 510: 2066; 520: 2179; 530: 2287; 540: 2417
|  | 500 MM DIA | Meter | 500: 2266; 510: 2358; 520: 2493; 530: 2649; 540: 2800
|  | 600 MM DIA | Meter | 500: 2880; 510: 2999; 520: 3182; 530: 3506; 540: 3669
|  | 700 MM DIA | Meter | 500: 3645; 510: 3812; 520: 4050; 530: 4417; 540: 4752
|  | 800 MM DIA | Meter | 500: 4462; 510: 4673; 520: 5045; 530: 5488; 540: 5926
|  | 900 MM DIA | Meter | 500: 5578; 510: 5815; 520: 6318; 530: 6852; 540: 7420
|  | 1000 MM DIA | Meter | 500: 6685; 510: 6993; 520: 7522; 530: 8203; 540: 8845
Cost of laying jointing, testing to Hydrostatic field test pressure including cost of transportation of water and emptying pipe line after completion of field testing.
|  | Size | Unit | 500: S S Rates for 2005-06
|  |  |  | 3 Bar | 6 Bar | 9 Bar | 12 Bar | 15 Bar
|  | 350 mm dia | Meter | 500: 120; 510: 120; 520: 120; 530: 120; 540: 120
|  | 400 mm dia | Meter | 500: 180; 510: 180; 520: 180; 530: 180; 540: 180
|  | 450 mm dia | Meter | 500: 220; 510: 220; 520: 220; 530: 220; 540: 220
|  | 500 mm dia | Meter | 500: 280; 510: 280; 520: 280; 530: 280; 540: 280
|  | 600 mm dia | Meter | 500: 300; 510: 300; 520: 300; 530: 300; 540: 300
|  | 700 mm dia | Meter | 500: 340; 510: 340; 520: 340; 530: 340; 540: 340
|  | 800 mm dia | Meter | 500: 400; 510: 400; 520: 400; 530: 400; 540: 400
|  | 900 mm dia | Meter | 500: 440; 510: 440; 520: 440; 530: 440; 540: 440
|  | 1000 mm dia | Meter | 500: 510; 510: 510; 520: 510; 530: 510; 540: 510
S S RATES FOR H.D.P.E PIPES FOR THE YEAR 2005-06 (PE - 80 Grade)
| Code No. | Description | 2.5 kg/ | 500: 4.0 kg/; 510: 6.0 kg/; 520: 8.0 kg/; 530: 10.0 kg/
|  |  | sqcm | 500: sqcm; 510: sqcm; 520: sqcm; 530: sqcm
| 1 | 2 | 3 | 500: 4; 510: 5; 520: 6; 530: 7
Manufacture, supply, & delivery of HDPE pipes conforming to IS 4984 - 1995 including transportation to any where in A.P, excluding excise duty, sale tax and specials etc., complete. ( Supply upto 90 mm dia in coil & above 90 mm dia stright length in
6 M.)
Rate per Meter
|  | OD 20 mm | - | 500: -; 510: -; 520: -; 530: 8.25
|  | OD 25 mm | - | 500: -; 510: -; 520: -; 530: 12.3
|  | OD 32 mm | - | 500: -; 510: 14.2; 520: 16.9; 530: 20.1
|  | OD 40 mm | - | 500: 17.55; 510: 19.81; 520: 25.9; 530: 31.35
|  | OD 50 mm | - | 500: 25.1; 510: 32.2; 520: 40; 530: 48.6
|  | OD 63 mm | 21.2 | 500: 34.39; 510: 47.83; 520: 60.73; 530: 73.09
|  | OD 75 mm | 36.2 | 500: 47; 510: 67.9; 520: 85.93; 530: 103.2
|  | OD 90 mm | 46.28 | 500: 68; 510: 96.47; 520: 122.95; 530: 147.56
|  | OD 110 mm | 65.55 | 500: 101.68; 510: 144.66; 520: 183.89; 530: 218.7
|  | OD 125 mm | 81 | 500: 130.49; 510: 185.2; 520: 236.52; 530: 283.55
|  | OD 140 mm | 107.43 | 500: 161.56; 510: 232; 520: 295.76; 530: 355.65
|  | OD 160 mm | 138.96 | 500: 211.67; 510: 302.61; 520: 385.5; 530: 463.56
|  | OD 180 mm | 172.79 | 500: 266.83; 510: 380.94; 520: 488.69; 530: 585.75
|  | OD 200 mm | 212.22 | 500: 326.45; 510: 471.92; 520: 602.35; 530: 722.22
|  | OD 225 mm | 279.9 | 500: 432.15; 510: 620.15; 520: 792.5; 530: 953.1
|  | OD 250 mm | 345.3 | 500: 534.6; 510: 762.95; 520: 980.1; 530: 1176.35
|  | OD 280 mm | 433.9 | 500: 665.8; 510: 957.05; 520: 1226.6; 530: 1473.9
|  | OD 315 mm | 544.7 | 500: 846.9; 510: 1214.2; 520: 1552.7; 530: 1864.65
RATES FOR SFRC MAN-HOLE FRAME WITH COVERS
| S.No. | Description | Unit | 500: S S Rates for 2005-06
| 1 | 2 | 3 | 500: 4
| I | Manufacture as per BIS:12592 (Part 1&2) Supply & Delivery of manhole covers and frames anywhere in A.P., F.O.R. destination including, loading, un-loading & stacking at site but excluding central exise duty, sales tax, octroi and other Govt levies etc., as applicable.
| a) | M.D. -10 with 500mm dia clear opening | Each | 500: 594
| b) | H.D.-20 with 500mm dia clear opening | Each | 500: 765
|  | H.D.-20 with 560mm dia clear opening | Each | 500: 821
|  | H.D.-35 with 560mm dia clear opening. | Each | 500: 880
| II | Manufacture as per companys standard specification supply and delivery of encapsulated plastic steps for man holes anywhere in A.P. including cost of materials packing as per companys standards, loading, transportation, unloading and stacking at site of work etc, complete but excluding taxes such as sales tax,C.E.D and others etc., as applicable. | Each | 500: 65
S S RATES FOR C.I. D/F VALVES
| Code No. | Description
| 1 | 2 | 3 | 500: 4; 510: 5
| 1(a) | Manufacture, Supply and delivery of CI D/F sluice valves conforming to IS 14846/2000 with amdt. No.1 & 2 components / parts. Excluding transportation, Central Excise duty and sale tax etc., complete. The valves shall be tested for (closed and test) against Hydrostatic test requirment. ISI Marked.
|  | With Cap Rate/Each | PN-1.0 | 500: PN-1.6
|  | DIA IN MM | Rs. | 500: Rs.
|  | 50 | 1230 | 500: 1225
|  | 65 | 1332 | 500: 1482
|  | 80 | 1612 | 500: 1690
|  | 100 | 2152 | 500: 2250
|  | 125 | 2665 | 500: 2790
|  | 150 | 3364 | 500: 3500
|  | 200 | 6076 | 500: 6600
|  | 250 | 8965 | 500: 9700
|  | 300 | 10829 | 500: 11500
| 1(b) | Manufacture, Supply and delivery of CI D/F sluice valves conforming to IS 14846/2000 with amdt. No.1 & 2 components / parts. Excluding transportation, Central Excise duty and sale tax etc., complete. The valves shall be tested for (closed and test) against Hydrostatic test requirment. ISI Marked.
|  | With hand wheel Rate/Each | PN-1.0 | 500: PN-1.6
|  | DIA IN MM | Rs. | 500: Rs.
|  | 50 | 1250 | 500: 1250
|  | 65 | 1398 | 500: 1538
|  | 80 | 1705 | 500: 1700
|  | 100 | 2255 | 500: 2260
|  | 125 | 2814 | 500: 2820
|  | 150 | 3373 | 500: 3550
|  | 200 | 6533 | 500: 6700
|  | 250 | 9515 | 500: 9800
|  | 300 | 11389 | 500: 11710
| 1 (c) | Manufacture, Supply and delivery of CI D/F sluice valves conforming to IS 14846/2000 Non-rising spindle type with /SS 410 Spindle & GM working parts. excluding transportation, Central Excise duty and sale tax etc., complete. The operation can be done with handwheel/cap ISI Marked. |  | 510: FOR Enclosed Spur Gear Arrangement with Thrust bearing for easy operation.
|  | With handwheel/cap Rate/Each | PN-1.0 | 500: PN-1.6
|  | DIA IN MM | Rs. | 500: Rs.
|  | 350 | 26475 | 500: 34032; 510: 7500
|  | 400 | 32700 | 500: 42045; 510: 7500
|  | 450 | 47040 | 500: 60940; 510: 7500
|  | 500 | 59160 | 500: 74907; 510: 7500
|  | 600 | 79095 | 500: 100125; 510: 7500
|  | 700 | 139215 | 500: N.A.; 510: 9000
|  | 750 | 235690 | 500: N.A.; 510: 9000
|  | 800 | 272250 | 500: N.A.; 510: 9000
|  | 900 | 328175 | 500: N.A.; 510: 9000
| 2 | Manufacture, Supply and delivery of CI D/F Non Return Valve Heavy Duty Round Body conforming to IS 5312/Part1/1984. excluding transportation, Central Excise duty and sale tax etc., complete.
|  | Rate/Each | PN-1.0 | 500: PN-1.6
|  | DIA IN MM | Rs. | 500: Rs.
|  | 50 | 1260 | 500: 1260
|  | 65 | 1575 | 500: 1575
|  | 80 | 1890 | 500: 1890
|  | 100 | 2520 | 500: 2520
|  | 125 | 3150 | 500: 3150
|  | 150 | 3780 | 500: 4725
|  | 200 | 7540 | 500: 9425
|  | 250 | 10935 | 500: 13670
|  | 300 | 16452 | 500: 20565
|  | 350 | 22635 | 500: 28300; 510: P.N 0.6
|  | 400 | 28923 | 500: 36150
|  | 450 | 48717 | 500: 60900
|  | 500 | 58765 | 500: 73460
|  | 600 | 93885 | 500: 117360
| 3 | Manufacture, Supply and delivery of CI D/F Kinetic Double Air Valve Heavy Duty suitable for workking pressure upto 16kg/Cm2 without isolating valve, conforming to IS 14845 excluding transportation, Central Excise duty and sale tax etc., complete.
|  | DIA IN MM | Rate/Each | 500: Rs.
|  | 40 |  | 500: 1680
|  | 50 |  | 500: 2030
|  | 80 |  | 500: 2716
|  | 100 |  | 500: 3640
|  | 150 |  | 500: 8200
|  | 200 |  | 500: 13580
| 4 | Manufacture, Supply and delivery of CI D/F Double Air Valve suitable for workking pressure upto 10kg/Cm2 conforming to G & K Fig.H7 excluding transportation, Central Excise duty and sale tax etc., complete.
|  | DIA IN MM | Rate/Each
|  | 40 |  | 500: 1043
|  | 50 |  | 500: 1440
|  | 80 |  | 500: 1995
|  | 100 |  | 500: 2475
|  | 150 |  | 500: 6450
|  | 200 |  | 500: 11250
| 5 | Manufacture, Supply and delivery of CI D/F Kinetic Air Valve as per IS:14845 Heavy Duty with isolating valve bevel gear operated as per IS 14846 excluding transportation, Central Excise duty and sales tax etc., complete.
|  | DIA IN MM | Rate/Each in Rs.
|  |  | PIN 1.0 | 500: PIN 1.6
|  | 40 | 4782 | 500: 5500
|  | 50 | 5580 | 500: 6417
|  | 80 | 7350 | 500: 8450
|  | 100 | 10125 | 500: 11650
|  | 150 | 19950 | 500: 22950
|  | 200 | 29750 | 500: 34215
| 6 | Manufacture, Supply and delivery of CI D/F Kinetic Air Valve as per G&K H42K with isolating valve bevel gear operated as per IS 14845 excluding transportation, Central Excise duty and sales tax etc., complete.
|  | DIA IN MM | Rate/Each in Rs.
|  |  | PIN 1.0 | 500: PIN 1.6
|  | 40 | 3825 | 500: 4782
|  | 50 | 4463 | 500: 5580
|  | 80 | 5880 | 500: 7350
|  | 100 | 8100 | 500: 10125
|  | 150 | 15960 | 500: 19950
|  | 200 | 23800 | 500: 29750
|  | Conveyance of valves and accessories including loading at factory and unloading, stacking at site of work. | 10% on basic cost of valves
S S RATES FOR WATER HAMMER CONTROL DEVICES
| Code No. | Description | TEST PRESSURE
|  |  | 10 Kgs/cm2 | 500: 15 Kgs/cm2; 510: 20 Kgs/cm2; 520: 25 Kgs/cm2; 530: Additional charges for Flanged ended valves
| 1 | 2 | 3 | 500: 4; 510: 5; 520: 6; 530: 7
Manufacture, Supply and delivery of zero volocity valve/ PSLV with CI body with flanged ends as per AWWA, Ex-factory excluding transportation, Central Excise duty and sale tax etc., complete.
DIA IN MM Rate/Each
100
125
|  | 150 | 36375 | 500: 42459; 510: 44968; 520: 49465
|  | 200 | 38000 | 500: 43700; 510: 46978; 520: 51675
|  | 250 | 42875 | 500: 49306; 510: 53004; 520: 58304
|  | 300 | 48250 | 500: 55488; 510: 59650; 520: 65615
Manufacture, Supply and delivery of zero volocity valve/ PSLV with MS Fabricated Body with Plain ends. as per AWWA, Ex-factory excluding trans-portation, Central Excise duty and sale tax etc., complete.
DIA IN MM Rate/Each
|  | 350 | 49055 | 500: 56413; 510: 60644; 520: 66709; 530: 4250
|  | 400 | 54223 | 500: 62356; 510: 67033; 520: 73738; 530: 5125
|  | 450 | 63066 | 500: 72526; 510: 77965; 520: 85763; 530: 6125
|  | 500 | 72888 | 500: 83820; 510: 90108; 520: 99119; 530: 6625
|  | 525/550 | 78290 | 500: 89000; 510: 98023; 520: 107825; 530: 8563
|  | 600 | 87659 | 500: 100808; 510: 108369; 520: 119205; 530: 12215
|  | 650 | 98125 | 500: 107938; 510: 122688; 520: 132438; 530: 13813
|  | 700 | 114375 | 500: 125875; 510: 143000; 520: 154438; 530: 16500
|  | 750 | 126688 | 500: 139375; 510: 158375; 520: 171063; 530: 18525
|  | 800 | 154328 | 500: 177478; 510: 190788; 520: 209865; 530: 20875
|  | 900 | 183429 | 500: 210943; 510: 222500; 520: 249440; 530: 25250
|  | 1000 | 222500 | 500: 222500; 510: 222500; 520: 309188; 530: 32063
|  | 1050 | 224725 | 500: 224725; 510: 224725; 520: 325550; 530: 33345
|  | 1100 | 283475 | 500: 321438; 510: 350454; 520: 385500; 530: 37125
|  | 1200 | 341188 | 500: 375313; 510: 427563; 520: 460625; 530: 42000
|  | 1400 | 511782 | 500: 562969.5; 510: 641344.5; 520: 690937.5; 530: 63000
|  | 1500 | 596313 | 500: 655938; 510: 745375; 520: 804938; 530: 59063
|  | 1600 | 608239.26 | 500: 669056.76; 510: 760282.5; 520: 821036.76; 530: 60244.26
Manufacture, Supply and delivery of Air Cushan valves / Quick Released damped Air Valves (QRDA) as per AWWA, Ex-factory excluding transportation, Central Excise duty and sale tax etc., complete.
DIA IN MM Rate/Each
|  | 100 | 31750 | 500: 36513; 510: 40164; 520: 44180
|  | 150 | 48250 | 500: 55488; 510: 61036; 520: 67140
|  | 200 | 51500 | 500: 59225; 510: 65148; 520: 71663
|  | Conveyance of valves and accessories including loading at factory and unloading, stacking at site of work. | 10% on basic cost of valves
S S RATES FOR DI D/F VALVES
| Code No. | Description | TEST PRESSURE
|  |  | PN 10 | 500: PN 16; 510: PN 25; 520: PN 40 Max.
^ P 32 bar
| 1 | 2 | 3 | 500: 4; 510: 5; 520: 6
| 1 | Manufacture, supply and delivery of Single Chamber DI DUOJET Air Valve with Body and cover in Ductile Iron of grade GGG40. All internal parts such as float, shell etc., all cover bolts, of austenitic alloy steel, Dn50 Float of HOSTAFLON and Gaskets and seals of EPDM. Epoxy powder coating (EP-P) inside and outside colour blue RAL 5005.
DIA IN MM Rate/Each in Rs.
|  | 50 | 22150 | 500: 22150; 510: 28500
|  | 80 | 29550 | 500: 29550; 510: 29550
|  | 100 | 34500 | 500: 34500; 510: 39675
|  | 150 | 42000 | 500: 42000; 510: 48000
|  | 200 | 46000 | 500: 46000; 510: 53500
| 2 | Manufacture, Supply and delivery of DI D/F EKO/EKO plus Gate Valves (Soft Seated) Resilient seated soft sealing gate valves (Sluice valves) with body bonnet of ductile cast iron of grade GGG40,wedge fully rubber lined with EPDM and seals of NBR and the valves should be of vaclum tight and 100% leak proof with face to face dimensions as per BS5163-89/IS14846-2000/DIN3202 F 4. All the valves should be with Electrostatic powder coting both inside and outside without pocket less body passage.
DIA IN MM Rate/Each in Rs.
|  | 50 | 5303 | 500: 5303
|  | 80 | 6790 | 500: 6790
|  | 100 | 8970 | 500: 8970
|  | 150 | 14670 | 500: 14670
|  | 200 | 23640 | 500: 23640
|  | 250 | 32462 | 500: 32462
|  | 300 | 54912 | 500: 54912
|  | 350 | 160227 | 500: 160227
|  | 400 | 177078 | 500: 177078
| 3 | Manufacture, Supply and delivery of DI D/F EKN Butterfly Valves Double eccentrically Disc., with renewable soft seal on the disc and Body seat face of nickel weld overlay micro finished, with powder or liquid Expoxy coating with minimum thickness of 250 microns applied on both body and disc inside and outside. Face to face dimensions as per EN558-1 basic series 14 (DIN3202 F4) or AWWA C 504:80 or BS 5155 or IS:13095.
DIA IN MM Rate/Each in Rs.
|  | 400 | 123348 | 500: 139748; 510: 162707; 520: 230632
|  | 450 | 135414 | 500: 150291; 510: 191407
|  | 500 | 136702 | 500: 161360; 510: 256595; 520: 285000
|  | 600 | 179166 | 500: 252964; 510: 297828; 520: 312284
|  | 700 | 353704 | 500: 425628; 510: 560925
|  | 800 | 383458 | 500: 528301; 510: 818691
|  | 900 | 603681 | 500: 707408
|  | 1000 | 704070 | 500: 879897; 510: 1187155
|  | 1100 | 812190
|  | 1200 | 975249 | 500: 1209295; 510: 1326201
| 4 | Manufacture, Supply and delivery of DI D/F Tilting disc Swing Check Valves Slanted/Straight seated with metallic, corrosion proof and wear resistant seat faces, Body and Disc of ductile cast iron GGG 40/SG IRON 420/12. Shafts of stainless steel, shaft baring of zincfree bronze and sead faces with nickel weld over lay, micro finished. All the inside and outside of the body is to be coated with double coating of epoxy liquid lacquer (EP-F).
DIA IN MM Rate/Each in Rs.
|  | 200 | 57038 | 500: 60431; 510: 88628; 520: 116006
|  | 250 | 62771 | 500: 66573; 510: 107640; 520: 136013
|  | 300 | 78683 | 500: 83363; 510: 131040; 520: 166023
|  | 350 | 92606 | 500: 98163; 510: 149058; 520: 181233
|  | 400 | 112496 | 500: 119223; 510: 150930; 520: 196268
|  | 500 | 143033 | 500: 151691; 510: 191295; 520: 251726
|  | 600 | 214600 | 500: 227500; 510: 282000; 520: 364500
|  | 700 | 309750 | 500: 337800; 510: 412900; 520: 523600
|  | 800 | 387300 | 500: 422100; 510: 520650; 520: 659600
RATES FOR RUBBER GASKETS SUITABLE FOR C.I/ D.I. S/S PIPES
| Sl. No. | Description | Unit | 500: S S Rates For 2005-06
| 1 | 2 | 3 | 500: 4
MANUFACTURE AS PER BIS 12820/89 WITH S.B.R. QUALITY RUBBER CONFIRMING TO BIS: 5382/85, SUPPLY AND DELIVERY OF RUBBER GASKETS SUITABLE FOR C.I/ D.I. S/S PIPES ANYWHERE IN A.P. F.O.R. DESTINATION DEPARTMENTAL STORES INCLUDING COST OF MATERIAL, LOADING, INCIDENTAL HANDLING WITH COMPANYS STANDARD PACKING, TRANSPORTATION, UNLOADING & STACKING BUT EXCLUDING CENTRAL EXCISE DUTY, SALES TAX, OCTROI AND OTHER GOVT. LEVIES ETC., COMPLETE.
|  | 80mm dia | Each | 500: 27.8
|  | 100mm dia | Each | 500: 40
|  | 150mm dia | Each | 500: 63.85
|  | 200mm dia | Each | 500: 78.3
|  | 250mm dia | Each | 500: 87.55
|  | 300mm dia | Each | 500: 133.9
|  | 350mm dia | Each | 500: 168.9
|  | 400mm dia | Each | 500: 184.35
|  | 450mm dia | Each | 500: 198.8
|  | 500mm dia | Each | 500: 299.75
|  | 600mm dia | Each | 500: 354.25
|  | 700mm dia | Each | 500: 470.9
|  | 750mm dia | Each | 500: 523.2
|  | 800mm dia | Each | 500: 626.75
|  | 900mm dia | Each | 500: 757.55
|  | 1000mm dia | Each | 500: 828.4
S S RATES FOR PVC PIPES
| Code No. | Description | TEST PRESSURE
|  |  | 2.5 Kgs/cm2 | 500: 4.0 Kgs/cm2; 510: 6 Kgs/cm2; 520: 10 Kgs/cm2
| 1 | 2 | 3 | 500: 4; 510: 5; 520: 6
Manufacture, Supply and delivery of Unplasticised PVCs Pipes for potable water supplies conforming to IS : 4985/2000 (third revision) with bell ends (Socket) as per specification in light Grey/Natural Ivory Grey/ Any other Color (except White) inclusive of transportation to the sub-divisional stores anywhere in AP excluding Excise duty and Sales Tax etc.
DIA IN MM Rate/Metre
|  | 20 | -- | 500: --; 510: --; 520: 6.28
|  | 25 | -- | 500: --; 510: --; 520: 9.81
|  | 32 | -- | 500: --; 510: --; 520: 15.66
|  | 40 | -- | 500: --; 510: 15.48; 520: 24.02
|  | 50 | -- | 500: --; 510: 22.8; 520: 37.29
|  | 63 | -- | 500: 24.5; 510: 34.91; 520: 53.92
|  | 75 | -- | 500: 35.1; 510: 48.69; 520: 77
|  | 90 | 32.35 | 500: 49.43; 510: 69.77; 520: 109.15
|  | 110 | 48.75 | 500: 71.5; 510: 101.28; 520: 163.87
|  | 125 | 62.86 | 500: 93.25; 510: 127.24; 520: 214.75
|  | 140 | 77 | 500: 116.2; 510: 165.93; 520: 264.11
|  | 160 | 102.45 | 500: 153.55; 510: 215.82; 520: 348.9
|  | 180 | 128.52 | 500: 195.8; 510: 279.39; 520: 447.96
|  | 200 | 165.12 | 500: 238.3; 510: 337.91; 520: 542.59
|  | 225 | 213.13 | 500: 313.72; 510: 453.06; 520: 721.52
|  | 250 | 257 | 500: 339.6; 510: 559.95; 520: 880.41
|  | 280 | 331.27 | 500: 478.94; 510: 706.08; 520: 1116.61
|  | 315 | 416.94 | 500: 608.13; 510: 885.24; 520: 1407.87
OTHER ITEMS
| Sl. No. | Description | Unit | 500: S S Rates for 2005-06
| 1 | 2 | 3 | 500: 4
| 1 | Supply and delivery of pig lead 99.99 % pure including cost and conveyance etc., complete. | Per Kg | 500: 48.7
| 2 | Supply and delivery of spun yarn of best quality including cost and conveyance etc., complete. | Per Kg | 500: 37.5
| 3 | Supply and delivery of rubber packing including cost and conveyance etc., complete.
|  | a) 3 mm thick | Per Kg | 500: 32
|  | b) 6 mm thick | Per Kg | 500: 35.5
| 4 | Supply and delivery of bolts and nuts with double washers including cost and conveyance etc., complete. (1/2" to 1") | Per Kg | 500: 34.5
S S RATES FOR CI PIPES AND SPECIALS
| Sl. No. | Description | Quality or | 500: Rate/ Kg
|  |  | sort | 500: including packing, forwarding, transit risk and delivery any where in A.P. for the year 2005-06
Rs.
| 1 | 2 | 3 | 500: 4
|  | MANUFACTURE, SUPPLY AND DELIVERY OF CAST IRON PIPES AND FITTINGS (Spls.) CONFIRMING TO I.S. No. 7181/1986, 5531/1988, 3950/1979 AND C.I.D. JOINTS CONFIRMING TO IS No.8794/1988 AT SITE OF WORK ANYWHERE IN A.P. INCLUDING, LOADING, UNLOADING, TRANSPORTATION TO SITE OF WORK STACKING AT SITE TRANSIT RISK AND PACKAGE, EXCLUDING TAXES AND DUTIES. | I.S. No. 7181/1986 5531/1988 3950/1979 | 500: 33.25
&
8794/1988
Foot Note: The rate of CI pipes, CI Specials and CID
Joints etc., which are to be incorporated in
the SSR are based on the following raw
materials cost.
Pig Iron: Rs.20,000/- per M.T.
Coke : Rs.20,000/- per M.T.
The rates may be revised depending upon the increase/decrease in the cost of raw materials as per the following method. For every increase/decrease of Rs.1000/- in the cost of raw materials or part there of proportionately.
Inrespect of Pig Iron: The increase/decrease in cost of CI Specials per Kg is 3.43%.
Inrespect of coke: The increase/decrease in cost of CI Specials per Kg is 0.67%.
The above price is at site of work , Exicise duty, CST/VAT extra as applicable at the time of supply.
RATES FOR SALT GLAZED STONEWARE PIPES AND FITTINGS
| Sl. No. | Description | Unit | 500: S S Rate for 2005-06
| 1 | 2 | 3 | 500: 4
MANUFACTURE, SUPPLY AND DELIVERY OF SALT GLAZED STONEWARE PIPES AND FITTINGS AS PER B.I.S. No. 651/1992 F.O.R. DEPARTMENTAL STORES ANYWHERE IN A.P. INCLUDING PACKING AS PER STANDARD SPECIFICATION, LOADING AT FACTORY, TRANSPORTATION, UNLOADING AND STACKING ETC., COMPLETE BUT EXCLUDING VAT AND OTHER GOVT. LEVIES.
Salt Glazed Stoneware pipes.
|  | 4" dia (101.6 mm) | 1 Rmt. | 500: Rates as proposed by R & B in S & WS items for Building items
|  | 6" dia (152.4 mm) | 1 Rmt.
|  | 8" dia (203.2 mm) | 1 Rmt.
|  | 10" dia (254.0 mm) | 1 Rmt.
Bends (Dia in mm)
|  | 100 | Each | 500: 28.3
|  | 150 | Each | 500: 52.4
|  | 200 | Each | 500: 99.2
|  | 250 | Each | 500: 200.3
Junctions (T's & Y's) (Dia in mm)
Length of barrel is 60 cm
|  | 100 x 100 | Each | 500: 52.4
|  | 150 x 100 | Each | 500: 77.9
|  | 150 x 150 | Each | 500: 85
|  | 200 x 100 | Each | 500: 120.4
|  | 200 x 150 | Each | 500: 141.7
|  | 200 x 200 | Each | 500: 162.9
|  | 250 x 100 | Each | 500: 191.3
|  | 250 x 150 | Each | 500: 252.1
|  | 250 x 200 | Each | 500: 312.9
|  | 250 x 250 | Each | 500: 373.7
Plugs (Diameter in mm)
|  | 100 | Each | 500: 10.4
|  | 150 | Each | 500: 19.8
|  | 200 | Each | 500: 38
|  | 250 | Each | 500: 66.1
S.W. Gully Traps (Round and Suare)
|  | 150 mm x 100 mm | Each | 500: 80.7
S S RATES FOR FUSION BONDED EPOXY COATING
| Sl. No. | Description | Unit | 500: S S Rate for 2005-06
| 1 | 2 | 3 | 500: 4
|  | Providing fusion bonded epoxy coating not less than 175 microns thickness and upto 300 microns to reinforcement of all diameters as per IS 13620-1993 including testing of coating at plant. The rate is inclusive of cost on account of careful handling, PVC coated binding wire instead of GI binding wire, touch up material supplied by coating agency, repair work, transportation from the source of supply of steel to the plant and transportation of coated steel from the plant to site of work, loading, unloading and staightening of bent rods etc., complete as per specification and as directed by the Engineer-in-charge. | per MT | 500: 8964
S S RATES FOR C.I. BUTTERFLY VALVES (WAFER LUG)
| Code No. | Description | TEST PRESSURES
| 1 | 2 | 3 | 500: 4; 510: 5
|  | Manufacture, Supply and delivery of CI Wafer Lug type Butterfly Valves conforming to IS 13095/1991 (Reaffirmed 1998) excluding transportation and taxes etc., complete. Operation done with worm actuator ISI marked Rate at Ex-Factory. | PN-0.25 | 500: PN-0.6; 510: PN-1.0
|  | DIA IN MM Rate / Each | Rs. | 500: Rs.; 510: Rs.
|  | 40 | 1590 | 500: 1640; 510: 1720
|  | 50 | 1725 | 500: 1775; 510: 1870
|  | 65 | 2035 | 500: 2100; 510: 2200
|  | 80 | 2510 | 500: 2590; 510: 2735
|  | 100 | 3360 | 500: 3470; 510: 3650
|  | 125 | 4210 | 500: 4340; 510: 4565
|  | 150 | 5050 | 500: 5200; 510: 5475
|  | 200 | 7860 | 500: 8100; 510: 8500
|  | 250 | 11250 | 500: 11600; 510: 12200
|  | 300 | 15500 | 500: 16000; 510: 18800
|  | 350 | 23500 | 500: 24200; 510: 25200
|  | 400 | 28300 | 500: 29200; 510: 30700
|  | 450 | 36400 | 500: 37500; 510: 39500
|  | 500 | 49100 | 500: 50600; 510: 53200
|  | 600 | 71500 | 500: 73700; 510: 77500
|  | 700 | 106700 | 500: 109700; 510: 113000
|  | 800 | 147000 | 500: 151500; 510: 155150
|  | 900 | 183000 | 500: 188000; 510: 192600
|  | 1000 | 223000 | 500: 230000; 510: 235400
|  | 1100 | 264000 | 500: 272000; 510: 278200
|  | 1200 | 299000 | 500: 308000; 510: 322000
CONVEYANCE RATES OF MATERIALS
S S RATES FOR CONVEYANCE OF EARTH,SAND&GRAVEL INCLUDING LOADING, UNLOADING &STACKING ON METALLED ROAD
| S.No. | LEAD | PER | 500: SS rate for 2005-06
| 1 | 2 | 3 | 500: 4
| 1 | UP TO 250 METRES | cum | 500: 37
| 2 | 250 To 500 METRES | cum | 500: 54.6
| 3 | 1 Km. | cum | 500: 71.6
| 4 | 2 Km. | cum | 500: 75
| 5 | 3 Km. | cum | 500: 79.4
| 6 | 4 Km. | cum | 500: 82.9
| 7 | 5 Km. | cum | 500: 86.4
| 8 | 6 Km. | cum | 500: 89.7
| 9 | 7 Km. | cum | 500: 94.2
| 10 | 8 Km. | cum | 500: 97.7
| 11 | 9 Km. | cum | 500: 102.1
| 12 | 10 Km. | cum | 500: 105.7
| 13 | 11 Km. | cum | 500: 111
| 14 | 12 Km. | cum | 500: 113.5
| 15 | 13 Km. | cum | 500: 117
| 16 | 14 Km. | cum | 500: 121.2
| 17 | 15 Km. | cum | 500: 124.9
| 18 | 16 Km. | cum | 500: 127.3
| 19 | 17 Km. | cum | 500: 132.7
| 20 | 18 Km. | cum | 500: 136.4
| 21 | 19 Km. | cum | 500: 139.7
| 22 | 20 Km. | cum | 500: 144.1
| 23 | Beyond 20 and up to 30 Km (Rate/Km) | cum | 500: 3.1
| 24 | Beyond 30 and up to 50 Km (Rate/Km) | cum | 500: 3
| 25 | Beyond 50 and up to 80 Km (Rate/Km) | cum | 500: 2.9
| 26 | Beyond 80 and up to 100 Km (Rate/Km) | cum | 500: 2.8
| 27 | Beyond 100 Km (Rate / Km) | cum | 500: 2.6
| 28 | L O A D I N G | cum | 500: 7.2
| 29 | U N L O A D I N G | cum | 500: 5.9
| 30 | S T A C K I N G | cum | 500: 3.8
S S RATES FOR CONVEYANCE OF METAL, STONE, RUBBLE INCLUDING CUDDAPAH SLABS INCLUDING LOADING, UNLOADING &STACKING ON METALLED ROAD
| S.No. | LEAD | UNIT | 500: SS Rate for 2005-06
| 1 | 2 | 3 | 500: 4
| 1 | UP TO 500 mts. | cum | 500: 83.3
| 2 | 1 Km. | cum | 500: 86.7
| 3 | 2 Km. | cum | 500: 88.9
| 4 | 3 Km. | cum | 500: 93.4
| 5 | 4 Km. | cum | 500: 97.1
| 6 | 5 Km. | cum | 500: 100.5
| 7 | 6 Km. | cum | 500: 106.2
| 8 | 7 Km. | cum | 500: 108.7
| 9 | 8 Km. | cum | 500: 110.8
| 10 | 9 Km. | cum | 500: 116.6
| 11 | 10 Km. | cum | 500: 119.1
| 12 | 11 Km. | cum | 500: 123.2
| 13 | 12 Km. | cum | 500: 128.1
| 14 | 13 Km. | cum | 500: 131.6
| 15 | 14 Km. | cum | 500: 136.2
| 16 | 15 Km. | cum | 500: 138.5
| 17 | 16 Km. | cum | 500: 142
| 18 | 17 Km. | cum | 500: 146.6
| 19 | 18 Km. | cum | 500: 150.2
| 20 | 19 Km. | cum | 500: 152.4
| 21 | 20 Km. | cum | 500: 158.1
| 22 | Beyond 20 and up to 30 Km (Rate/Km) | cum | 500: 4
| 23 | Beyond 30 and up to 50 Km (Rate/Km) | cum | 500: 3.6
| 24 | Beyond 50 and up to 80 Km (Rate/Km) | cum | 500: 3.3
| 25 | Beyond 80 and up to 100 Km (Rate/Km) | cum | 500: 3.2
| 26 | Beyond 100 Km (Rate / Km) | cum | 500: 2.9
| 27 | L O A D I N G | cum | 500: 9.2
| 28 | U N L O A D I N G | cum | 500: 6.3
| 29 | S T A C K I N G | cum | 500: 6.3
S S RATES FOR CONVEYANCE OF LIME STONE, BROKEN LATERITE AND BRICK JELLY INCLUDING LOADING, UNLOADING &STACKING ON METALLED ROAD
| S.No. | LEAD | UNIT | 500: SS Rate for 2005-06
| 1 | 2 | 3 | 500: 4
| 1 | 0 To 250 mts. | cum | 500: 79.9
| 2 | 251 To 500 mts. | cum | 500: 80.5
| 3 | 1 Km. | cum | 500: 83.2
| 4 | 2 Km. | cum | 500: 85.2
| 5 | 3 Km. | cum | 500: 89.5
| 6 | 4 Km. | cum | 500: 93.3
| 7 | 5 Km. | cum | 500: 97
| 8 | 6 Km. | cum | 500: 99.9
| 9 | 7 Km. | cum | 500: 103.7
| 10 | 8 Km. | cum | 500: 107.4
| 11 | 9 Km. | cum | 500: 110.8
| 12 | 10 Km. | cum | 500: 112.9
| 13 | 11 Km. | cum | 500: 117.7
| 14 | 12 Km. | cum | 500: 120.3
| 15 | 13 Km. | cum | 500: 125.2
| 16 | 14 Km. | cum | 500: 128.1
| 17 | 15 Km. | cum | 500: 131.2
| 18 | 16 Km. | cum | 500: 134.4
| 19 | 17 Km. | cum | 500: 137.7
| 20 | 18 Km. | cum | 500: 141.7
| 21 | 19 Km. | cum | 500: 145.6
| 22 | 20 Km. | cum | 500: 148.1
| 23 | Beyond 20 and up to 30 Km (Rate/Km) | cum | 500: 3.7
| 24 | Beyond 30 and up to 50 Km (Rate/Km) | cum | 500: 3.5
| 25 | Beyond 50 and up to 80 Km (Rate/Km) | cum | 500: 2.9
| 26 | Beyond 80 and up to 100 Km (Rate/Km) | cum | 500: 2.8
| 27 | Beyond 100 Km (Rate / Km) | cum | 500: 2.5
| 28 | L O A D I N G | cum | 500: 7.3
| 29 | U N L O A D I N G | cum | 500: 5.8
| 30 | S T A C K I N G | cum | 500: 4
S S RATES FOR CONVEYANCE OF SURKI AND FLYASH INCLUDING LOADING, UNLOADING &STACKING ON METALLED ROAD
| S.No. | LEAD | UNIT | 500: SS Rate for 2005-06
| 1 | 2 | 3 | 500: 4
| 1 | 0 To 250 mts. | Tonne | 500: 68.3
| 2 | 250 To 500 mts. | Tonne | 500: 68.7
| 3 | 1 Km. | Tonne | 500: 71.8
| 4 | 2 Km. | Tonne | 500: 75.4
| 5 | 3 Km. | Tonne | 500: 77.4
| 6 | 4 Km. | Tonne | 500: 80.9
| 7 | 5 Km. | Tonne | 500: 84.2
| 8 | 6 Km. | Tonne | 500: 87
| 9 | 7 Km. | Tonne | 500: 90.3
| 10 | 8 Km. | Tonne | 500: 93.1
| 11 | 9 Km. | Tonne | 500: 95.8
| 12 | 10 Km. | Tonne | 500: 99
| 13 | 11 Km. | Tonne | 500: 101.7
| 14 | 12 Km. | Tonne | 500: 104.5
| 15 | 13 Km. | Tonne | 500: 108
| 16 | 14 Km. | Tonne | 500: 110.1
| 17 | 15 Km. | Tonne | 500: 113.1
| 18 | 16 Km. | Tonne | 500: 116.5
| 19 | 17 Km. | Tonne | 500: 119.1
| 20 | 18 Km. | Tonne | 500: 122.7
| 21 | 19 Km. | Tonne | 500: 125.1
| 22 | 20 Km. | Tonne | 500: 127.7
| 23 | Beyond 20 and up to 30 Km (Rate/Km) | Tonne | 500: 2.8
| 24 | Beyond 30 and up to 50 Km (Rate/Km) | Tonne | 500: 2.8
| 25 | Beyond 50 and up to 80 Km (Rate/Km) | Tonne | 500: 2.6
| 26 | Beyond 80 and up to 100 Km (Rate/Km) | Tonne | 500: 2.2
| 27 | Beyond 100 Km (Rate / Km) | Tonne | 500: 2.2
| 28 | L O A D I N G | Tonne | 500: 12.3
| 29 | U N L O A D I N G | Tonne | 500: 7.9
| 30 | S T A C K I N G | Tonne | 500: 5
S S RATES FOR CONVEYANCE OF STEEL AND LUBRICATING OIL INCLUDING LOADING, UNLOADING &STACKING ON METALLED ROAD
| S.No. | LEAD | UNIT | 500: SS Rate for 2005-06
| 1 | 2 | 3 | 500: 4
| 1 | 0 To 500 mts. | Tonne | 500: 93.9
| 2 | 1 Km. | Tonne | 500: 95.3
| 3 | 2 Km. | Tonne | 500: 99.1
| 4 | 3 Km. | Tonne | 500: 103.3
| 5 | 4 Km. | Tonne | 500: 107.1
| 6 | 5 Km. | Tonne | 500: 110.8
| 7 | 6 Km. | Tonne | 500: 115.2
| 8 | 7 Km. | Tonne | 500: 118.3
| 9 | 8 Km. | Tonne | 500: 122.5
| 10 | 9 Km. | Tonne | 500: 125.9
| 11 | 10 Km. | Tonne | 500: 130.3
| 12 | 11 Km. | Tonne | 500: 134.3
| 13 | 12 Km. | Tonne | 500: 137.7
| 14 | 13 Km. | Tonne | 500: 141.8
| 15 | 14 Km. | Tonne | 500: 145.1
| 16 | 15 Km. | Tonne | 500: 149.4
| 17 | 16 Km. | Tonne | 500: 152.6
| 18 | 17 Km. | Tonne | 500: 156.3
| 19 | 18 Km. | Tonne | 500: 160.2
| 20 | 19 Km. | Tonne | 500: 163.8
| 21 | 20 Km. | Tonne | 500: 168.7
| 22 | Beyond 20 and up to 30 Km (Rate/Km) | Tonne | 500: 3.5
| 23 | Beyond 30 and up to 50 Km (Rate/Km) | Tonne | 500: 2.9
| 24 | Beyond 50 and up to 80 Km (Rate/Km) | Tonne | 500: 2.9
| 25 | Beyond 80 and up to 100 Km (Rate/Km) | Tonne | 500: 2.5
| 26 | Beyond 100 Km (Rate / Km) | Tonne | 500: 2.3
| 27 | L O A D I N G | Tonne | 500: 16
| 28 | U N L O A D I N G | Tonne | 500: 12.4
| 29 | S T A C K I N G | Tonne | 500: 7.2
S S RATES FOR CONVEYANCE OF C.I. PIPES, SPECIALS & VALVES PER METRIC TONNE EXCLUDING LOADING UNLOADING & STACKING
| Lead in Kilometers | 80 | 100 | 125 | 150 | 200 | 250 | 300 | 350 | 400 | 450 | 500 | 600 | 700 | 750 | Remarks
| 1 | 2 | 3 | 4 | 5 | 6 | 7 | 8 | 9 | 10 | 11 | 12 | 13 | 14 | 15 | 16
For every K.M. or part thereof
| 2005-06 | 2.7 | 2.8 | 2.9 | 2.9 | 3.1 | 3.2 | 3.3 | 3.4 | 3.5 | 3.7 | 3.9 | 3.9 | 4.7 | 6.4
RATES FOR CONVEYANCE OF BRICKS, MANGLORE TILES,TERRACE BRICKS, FLAT TILES, LIME, COKE,A.C. SHEETS AND WOOD INCLUDING LOADING, UNLOADING &STACKING ON METALLED ROAD
| S.No | Description | S S RATE FOR 2005-06
|  |  | Bricks Mangalore Tiles 2500 Kgs per 1000 Nos | 500: Terrace Bricks, Flat Tiles pan tiles 2500 Kgs per 1000 Nos; 510: Lime coke & wood 1000 Kgs/ Cum; 520: A.C sheets per tonne
| 1 | 2 | 3 | 500: 4; 510: 5; 520: 6
| 1 | 0 - 500 Mts | 152 | 500: 42.3; 510: 56.1; 520: 56.1
| 2 | 1 km | 156.1 | 500: 42.8; 510: 57.1; 520: 57.1
| 3 | 2 Km | 161.2 | 500: 44.6; 510: 60.1; 520: 60.1
| 4 | 3 Km | 166.4 | 500: 45.8; 510: 62.7; 520: 62.7
| 5 | 4 Km | 171.5 | 500: 48.7; 510: 64.1; 520: 64.1
| 6 | 5 Km | 176.7 | 500: 50; 510: 66.4; 520: 66.4
| 7 | 6 Km | 181.8 | 500: 52.5; 510: 68.6; 520: 68.6
| 8 | 7 Km | 188.2 | 500: 53.8; 510: 70.4; 520: 70.4
| 9 | 8 Km | 192 | 500: 56.1; 510: 73; 520: 73
| 10 | 9 Km | 196.7 | 500: 57.1; 510: 75.5; 520: 75.5
| 11 | 10 Km | 202.3 | 500: 60.1; 510: 77.7; 520: 77.7
| 12 | 11 Km | 208.7 | 500: 61.5; 510: 78.9; 520: 78.9
| 13 | 12 Km | 213.8 | 500: 64.1; 510: 81.9; 520: 81.9
| 14 | 13 Km | 217.2 | 500: 65.2; 510: 84.5; 520: 84.5
| 15 | 14 Km | 222.8 | 500: 66.4; 510: 86.9; 520: 86.9
| 16 | 15 Km | 228.7 | 500: 68.6; 510: 88; 520: 88
| 17 | 16 Km | 234.4 | 500: 70.4; 510: 90.8; 520: 90.8
| 18 | 17 Km | 239 | 500: 73; 510: 93.6; 520: 93.6
| 19 | 18 Km | 243.3 | 500: 74.3; 510: 96.1; 520: 96.1
| 20 | 19 Km | 249.3 | 500: 76.7; 510: 97.2; 520: 97.2
| 21 | 20 Km | 254.8 | 500: 77.7; 510: 99.4; 520: 99.4
| 22 | BEYOND 20 to 50 Km (per Km) | 6.8 | 500: 2.2; 510: 3; 520: 3
| 23 | Above 50 Km (per Km) | 5.7 | 500: 1.7; 510: 2.7; 520: 2.7
| 24 | loading | 16 | 500: 7.7; 510: 7.7; 520: 7.7
| 25 | Unloadng | 12.8 | 500: 6.2; 510: 5.9; 520: 5.9
| 26 | Stacking | 6.2 | 500: 4.6; 510: 4.1; 520: 4.1
|  | Total | 35 | 500: 18.5; 510: 17.7; 520: 17.7
HIRE CHARGES
HIRE/USAGE CHARGES FOR PLANT AND MACHINERY FOR 2005-06
| Sl. No. | Description of Machine | Capacity / Output of machine | 500: Unit of Measurement; 510: Hire charges in Rupees
| 1 | 2 | 3 | 500: 4; 510: 5
| 1 | Drum Mix Plant 40 / 60 TPH | 50 TPH | 500: Per Hour; 510: 6169
| 2 | Hot Mix Plant 30/45 TPH | 40 TPH | 500: Per Hour; 510: 6328
| 3 | Hot Mix Plant 30/45 TPH 20/30 | 25 TPH | 500: Per Hour; 510: 4082
| 4 | Hot Mix Plant 30/45 TPH 6/10 TPH | 8 TPH | 500: Per Hour; 510: 1268
| 5 | Paver finisher Hydraulic with sensor | 75 TPH | 500: Per Hour; 510: 1165
| 6 | Paver finisher mechanical sold | 75 TPH | 500: Per Hour; 510: 519
| 7 | 1) Bitumen pressure | 4T | 500: Per Hour; 510: 659
| 8 | Generating get 125 KVA | 100 KVA | 500: Per Hour; 510: 424
| 9 | Loader of 1 Cu.M. | 1 Cu. M | 500: Per Hour; 510: 495
| 10 | Tipper 5 cum capacity one trip /hour |  | 510: 200
| 11 | Tipper 10 T | 10 T | 500: Per Km.; 510: 14.85
| 12 | Tandam Road Roller | 8.5 T | 500: Per Hour; 510: 668
| 13 | Pneumatic tyre Roller | 8 T | 500: Per Hour; 510: 740
| 14 | Road Roller | 8/10 T | 500: Per Hour; 510: 275
| 15 | JCB Excavator | 0.24 / 1 Cu.M | 500: Per Hour; 510: 582
| 16 | Wheeled Dozer. D 30 BEML |  | 500: Per Hour; 510: 1124
| 17 | Mortar Grader BEML |  | 500: Per Hour; 510: 1128
| 18 | Vibratory Roller | 10 T | 500: Per Hour; 510: 754
| 19 | Tractor | 50 HP | 500: Per Hour; 510: 223
| 20 | Air Compressor | 170 Cu. M | 500: Per Hour; 510: 196
| 21 | Bitumen Boilor | 1.5 T | 500: Per Hour; 510: 120
| 22 | Wet Mix Plant | 60 T | 500: Per Hour; 510: 721
| 23 | Batching Plant | 30 Cu.M PH | 500: Per Hour; 510: 1500
| 24 | Batching Plant | 15 Cu.M PH | 500: Per Hour; 510: 1250
| 25 | Transit Mixture | 4 Cu. M. | 500: Per Hour; 510: 625
| 26 | Concrete Pump | 6 Cu. M. PH | 500: Per Hour; 510: 312.5
| 27 | Grab dredging crane ( 1cum) (normally runs for 4 hours a day) |  | 500: Per Hour; 510: 2500
| 28 | Mastic Cooker | 1 T | 500: Per Hour; 510: 250
| 29 | Drilling equipment |  | 500: Per Hour; 510: 882
| 30 | Needle Vibrator |  | 500: Per Hour; 510: 27.87
| 31 | Concrete Mixture |  | 500: Per Hour; 510: 27.73
| 32 | Tipper /Dumper 1 hour |  | 500: Per Hour; 510: 202.55
| 33 | Vibrating Roller |  | 500: Per Hour; 510: 754
| 34 | Front End Roller |  | 500: Per Hour; 510: 495
| 35 | Water Tanker |  | 500: Per Hour; 510: 223
| 36 | Crane (Rate of sinking 0.8 mts. per day |  | 500: Per Hour; 510: 500
| 37 | Compressor Charges ( 6 cum per minit capacity) |  | 500: Per Hour; 510: 93
| 38 | Compressor Charges ( 10.5 cum per minit capacity) |  | 500: Per Hour; 510: 145.25
| 39 | Pump ( 23 KW) |  | 500: Per Hour; 510: 75
| 40 | Hydraulic Excavator 0.9 Cum bucket capacity at 60 CUM per hour |  | 500: Per Hour; 510: 50
| 41 | Hydraulic Excavator 1 CUM per hour |  | 500: Per Hour; 510: 840
| 42 | Water Tanker 6 KL. |  | 500: Per Hour; 510: 234
| 43 | Electric Generator Set 33.KVA. |  | 500: per hour; 510: 240
| 44 | Electric Generator Set 63.KVA. |  | 500: Per Hour; 510: 250
| 45 | Electric Generator Set 125.KVA. |  | 500: Per Hour; 510: 450
| 46 | Electric Generator Set 250.KVA. |  | 500: Per Hour; 510: 450
| 47 | Plate Compactor @3.5 CUMt/Hour |  | 500: Per Hour; 510: 30
| 48 | Crane with Grab Bucket of 0.75 CUM and 1 CUM of 35 tonnes to 80 tonnes |  | 500: Per Hour; 510: 1250
| 49 | Air Compressor 250 cum with two jack hammers |  | 500: Per Hour; 510: 206
| 50 | Dozer-D-50-A15 |  | 500: Per Hour; 510: 1423
| 51 | Dozer-D-80-A-12. |  | 500: Per Hour; 510: 2400
| 52 | Mortor Grader 3.35 M Blade |  | 500: Per Hour; 510: 1545
| 53 | Front end loader 1 cum bucket capacity |  | 500: Per Hour; 510: 520
| 54 | Vibratory Roller 8 Tonne |  | 500: Per Hour; 510: 994
| 55 | Smooth Wheeled Roller -8 Ton |  | 500: Per Hour; 510: 297
| 56 | Water tanker per KM. |  | 500: Per Km.; 510: 15.6
| 57 | Rotavator |  | 500: Per Km.; 510: 11
| 58 | Ripper-Scarifying |  | 500: Per Hour; 510: 18
| 59 | Mechanical Broom Hydraulic |  | 500: Per Hour; 510: 230
| 60 | Bitumen Pressure Distributor |  | 500: Per Hour; 510: 692
| 61 | Emulsion Pressure Distributor |  | 500: Per Hour; 510: 516
| 62 | Hot Mix Plant-120 T/PH |  | 500: Per Hour; 510: 15100
| 63 | Hot Mix Plant-100 T/PH |  | 500: Per Hour; 510: 11167
| 64 | Hydraulic Chip Spreader |  | 500: Per Hour; 510: 1700
| 65 | Pot hole repairing Machine |  | 500: Per Hour; 510: 585
| 66 | Bitumen boiler oil fired |  | 500: Per Hour; 510: 128
| 67 | GSB Plant 50 CUM |  | 500: Per Hour; 510: 670
| 68 | Mastic Cooker |  | 500: Per Hour; 510: 40
| 69 | Concrete Pump of 45 & 30 CUM capacity |  | 500: Per Hour; 510: 165
| 70 | Crane | A. 80 TON | 500: Per Hour; 510: 825
B 35 TON
550
C 3 TON
230
| 71 | concrete bucket |  | 500: Per Hour; 510: 10
| 72 | Kerb casting machine |  | 500: Per Hour; 510: 200
| 73 | Concrete mixer
| 74 | a)04/0.28 cum |  | 500: Per Hour; 510: 150
| 75 | b) 1 Cum |  | 500: Per Hour; 510: 150
| 76 | a) Piling Rig with |  | 500: Per Hour; 510: 3525
Bantonite pump
| 77 | b) Hot Mix Plant 60-90 |  | 500: Per Hour; 510: 8930
TPH
| 78 | c) Hot Mix Plant 40-60 |  | 500: Per Hour; 510: 7150
TPH
| 79 | d) Paver Finisher with |  | 500: Per Hour; 510: 1725
sensor control 100 TPH
| 80 | e) Paver finisher |  | 500: Per Hour; 510: 629
mechanical 100 TPH
| 81 | Concrete paver finisher with 40HP motor |  | 500: Per Hour; 510: 1850
| 82 | Intigrated Stone Crusher |  | 500: Per Hour; 510: 5590
| 83 | Prestressing Jack with pump and Acess |  | 500: Per Hour; 510: 83
| 84 | Generator 100 KVA |  | 500: Per Hour; 510: 450
| 85 | Pnumatic sinking plant |  | 500: Per Hour; 510: 2690
| 86 | Truck 5.5 Cum per 10 T |  | 500: Per Km; 510: 14.5
|  |  |  | Per Tonn Km | 1.6
| 87 | Road Marking machine |  | 500: Per hour; 510: 60
| 88 | Mobile Slurry seal equipment |  | 500: Per hour; 510: 650

## Sheet1
Rate Analysis as per Observations made by Engineering Staff Collage of India for Crushing of Stone Aggregate using
Primary, Secondary - Crushers & Conveyors
Data: Sizes of coarse aggregate considered for data rate analysis.
80 mm size
40 mm size
20 mm size
10 to 4.75 mm size range
Dust (powder)
1 No. primary jaw crusher of 120 tons / hour rated capacity each and 2 Nos. secondary jaw crushers are used
Single shift working for aggregate crushing
Daily output of crushing system with 70% efficiency and 50 minutes per hour working
Daily out turn = 1 x 120 x 0.70 x 8.00 x 50/60 = 560 tons or 350 cum
2 Nos secondary jaw crusher are used for recrushing over size aggregate
Capital cost of Crusher system : Rs. 72,82,167.00
Requirement of electric power : energy consumption per hour in kw.hr. = 190
Capital cost of Conveyer System (Excluding cost of belts) : Rs. 23,67,416.00
RATE ANALYSIS
A. MATERIALS: |  |  | Unit 343 cum | (560 tonns/350 cum including 2% wastage) |  | C) LABOUR:
Sl. No | Particulars | Unit | Quantity | Rate in Rs. | Amount in Rs. | Sl.No. | Particulars | Unit | Quantity | Rate in Rs. | Amount in Rs.
1. | Cost of Rubble | cum | 350 | 175 | 61250 | 1. | Crew for Crusher system | hour | 8 | 165 | 1320
2. | Use Rate of Jaw plates 36”x24” | hour | 8 | 77.35 | 618.8 | 2. | Crew for conveyor system | hour | 8 | 83 | 664
| Reconditioning charges @ 10% |  |  |  | 61.88 | 3. | Mazdoor | day | 5 Nos. | 101 | 505
3. | Use Rate Jaw plates 42”x12” | hour | 8 | 42.97 | 343.76 | Total cost of labour |  |  |  |  | 2489
| Reconditioning charges @ 10% |  |  |  | 34.38
4. | Use Rate of Screens | hour | 8 | 98.59 | 788.72 | ABSTRACT
5. | Use Rate of Conveyer belt 1000 mm | hour | 8 | 24.9 | 199.2
6. | Use Rate of Conveyer belt 600 mm | hour | 8 | 12.46 | 99.68 | a. | Cost of materials | 63722
7. | Use Rate of Conveyer belt 500 mm | hour | 8 | 8.3 | 66.4 | b. | Hire Charges of Machinery | 24960
8. | Use Rate of Conveyer belt 750 mm | hour | 8 | 12.46 | 99.68 | c. | cost of labour | 2489
9. | Use Rate of Conveyer belt 400 mm | hour | 8 | 19.93 | 159.44 | d. | Cost of civil wokrs @ 5% | 4559
Total cost of materials |  |  |  |  | 63721.94 | e. | Total cost of 343 cum | Rs. 95,730.00
Say |  |  |  |  | 63722
B. MACHINERY: | [5 empty] | Rates for coarse aggregates
Sl. No. | Particulars | Unit | Quantity | Rate in Rs. | Amount in Rs. | Size | Crushing pattern % | Production in cum / shift | % Cost distribution | Amount | Cost per cum
1. | Crusher system Hire Charges | hour | 8 | 1500 | 12000 | 80 mm size | 24 | 82.3 | 15 | 14360 | Rs.174.00
| Fuel/ Energy charges | hour | 8 | 1004 | 8032 | 40 mm size | 32 | 109.8 | 34 | 32548 | Rs.296.00
2. | Conveyor System Hire Charges | hour | 8 | 353 | 2824 | 20 mm Size | 22 | 75.5 | 33 | 31591 | Rs.418.00
| Fuel/ Energy charges | hour | 8 | 263 | 2104 | 10 - 4.75 mm | 12 | 41.1 | 15 | 14360 | Rs.349.00
Total cost of machinery |  |  |  |  | 24960 | Dust | 10 | 34.3 | 3 | 2871 | Rs. 84.00
[7 empty] | 100% | 343.0 cum | 100% | 95730 | Rs.279.00

## Chap-1
Andhra Pradesh Standard Data
I. Roads and Bridges
Chapter -1
LOADING, UNLOADING, CARRIAGE and CRUSHING OF MATERIALS
S. No |  | Description | Unit | Quantity | Rate Rs. | Amount Rs. | Remarks
1 |  | 2 | 3 | 4 | 5 | 6 | 7
1 |  | 2: Loading and Unloading of Lime, Aggregate, Stone Boulder, Brick Aggregate, Kankar, Building Rubbish, Crushed Slag, Stone for Masonry Work by Manual Means including hirecharges of truck 10t for waiting period
| i | 2: Loading of Lime, Aggregate, Stone Boulder, Brick Aggregate, Kankar, Building Rubbish, Crushed Slag, Stone for Masonry Work by manual means including a lead upto 30 m
Unit = cum
Taking output = 5.5 cum
a) Labour
|  | Mate | day | -
|  | Mazdoor (Unskilled) | day | 0.52
b) Machinery
|  | Truck 10t | hour | 0.5
|  | c&d) Overheads & Contractors Profit |  | 18%
Cost for 5.5 cum = a+b+c+d
Rate per cum = (a+b+c+d)/5.5
| ii | 2: Loading of Earth, Sand, Moorum, Manure, Flyash by manual means including a lead upto 30 m
Unit = cum
Taking output = 5.5 cum
a) Labour
|  | Mate | day | -
|  | Mazdoor (Unskilled) | day | 0.26
b) Machinery
|  | Truck 10t | hour | 0.25
|  | c&d) Overheads & Contractors Profit |  | 18%
Cost for 5.5 cum = a+b+c+d
Rate per cum = (a+b+c+d)/5.5
| iii | 2: Unloading of Lime, Aggregate, Stone Boulder, Brick Aggregate, Kankar, Building Rubbish, Crushed Slag, Stone for Masonry Work by manual means including a lead upto 30 m
Unit = cum
Taking output = 5.5 cum
a) Labour
|  | Mate | day | -
|  | Mazdoor (Unskilled) | day | 0.26
b) Machinery
|  | Truck 10t | hour | 0.25
|  | c&d) Overheads & Contractors Profit |  | 18%
Cost for 5.5 cum = a+b+c+d
Rate per cum = (a+b+c+d)/5.5
| iv | 2: Unloading of Earth, Sand, Moorum, Manure, Flyash by manual means including a lead upto 30 m
Unit = cum
Taking output = 5.5 cum
a) Labour
|  | Mate | day | -
|  | Mazdoor (Unskilled) | day | 0.13
b) Machinery
|  | Truck 10t | hour | 0.166
|  | c&d) Overheads & Contractors Profit |  | 18%
Cost for 5.5 cum = a+b+c+d
Rate per cum = (a+b+c+d)/5.5
2 |  | 2: Loading and Unloading Lime, Aggregate, Stone Boulder, Brick Aggregate, Kankar, Building Rubbish, Crushed Slag, Stone for Masonry Work by Mechanical Means including hire charges of Tipper 10t for waiting period and Front end loader 1cum capacity for loading period.
| i | 2: Loading of Lime, Aggregate, Stone Boulder, Brick Aggregate, Kankar, Building Rubbish, Crushed Slag, Stone for Masonry Work by mechanical means including a lead upto 30 m
Placing tipper at loading point, loading with front end loader excluding time for haulage and return trip.
Unit = cum
Taking output = 5.5 cum
Time required for
|  | i) Positioning of tipper at loading point | Min | 1
|  | ii) Loading by front end loader 1 cum bucket capacity @ 45 cum per hour | Min | 7.33
|  | iii) Maneuvering, reversing, dumping and turning for return | Min | -
|  | iv) Waiting time, unforeseen contingencies, etc. | Min | 2
|  | Total | Min | 10.33
a) Machinery
|  | Tipper 10 t capacity | hour | 0.172
|  | Front end-loader 1 cum bucket capacity @ 45 cum per hour | hour | 0.122
|  | c&d) Overheads & Contractors Profit |  | 18%
Cost for 5.5 cum = a+b+c
Rate per cum = (a+b+c)/5.5
| ii | 2: Loading of Earth, Sand, Moorum, Manure, Flyash by mechanical means including a lead upto 30 m.
Placing tipper at loading point, loading with front end loader excluding time for haulage and return trip.
Unit = cum
Taking output = 5.5 cum
Time required for
|  | i) Positioning of tipper at loading point | Min | 1
|  | ii) Loading by front end loader 1 cum bucket capacity @ 100 cum per hour | Min | 3.3
|  | iii) Waiting time, unforeseen contingencies, etc. | Min | 2
|  | Total | Min | 6.3
a) Machinery
|  | Tipper 10 t capacity | hour | 0.105
|  | Front end-loader 1 cum bucket capacity @ 100 cum per hour | hour | 0.055
|  | c&d) Overheads & Contractors Profit |  | 18%
Cost for 5.5 cum = a+b+c
Rate per cum = (a+b+c)/5.5
| iii | 2: Unloading of Earth, Sand, Lime, Moorum, Aggregate, Stone Boulder, Brick Aggregate, Kankar, Building Rubbish, Manure, Crushed Slag, Flyash, Stone for Masonry Work by mechanical means (unloading by tipping).
Unit = cum
Taking output = 5.5 cum
Placing tipper at unloading point excluding time for haulage and return trip
Time required for
|  | i) Positioning of tipper at unloading point | Min | 1
|  | ii) Manoeuvering, reversing, dumping and turning for return | Min | 2
|  | iii) Waiting time, unforeseen contingencies, etc. | Min | 2
|  | a) Machinery | Min | 5
|  | Tipper 10 t capacity | hour | 0.08
|  | c&d) Overheads & Contractors Profit |  | 18%
Cost for 5.5 cum = a+b+c
Rate per cum = (a+b+c)/5.5
| iv | 2: Loading and Unloading of Stone Boulder/Stone aggregates/Sand/Kanker/Moorum.; 3: cum
Placing tipper at loading point, loading with front end loader, dumping, turning for return trip, excluding time for haulage and return trip
Unit = cum
Taking output = 5.5 cum
Time required for
|  | i) Positioning of tipper at loading point | Min | 1
|  | ii) Loading by front end loader 1 cum bucket capacity @ 25 cum per hour | Min | 13
|  | iii) Maneuvering, reversing, dumping and turning for return | Min | 2
|  | iv) Waiting time, unforeseen contingencies etc | Min | 4
|  | Total | Min | 20
a) Machinery
|  | Tipper 5.5 tonnes capacity | hour | 0.33
|  | Front end-loader 1 cum bucket capacity @ 25 cum/hour | hour | 0.33
|  | c&d) Overheads & Contractors Profit |  | 18%
Cost for 5.5 cum = a+b+c
Rate per cum = (a+b+c)/ 5.5
Note : Unloading will be by tipping.
| v | 2: Loading and Unloading of Boulders by Manual Means
Unit = cum
Taking output = 5.5 cum
a) Labour
|  | Mate | day | 0.11
|  | Mazdoor for loading and unloading | day | 0.75
b) Machinery
|  | Tipper 5.5 tonne capacity | hour | 0.75
|  | c&d) Overheads & Contractors Profit |  | 18%
Cost for5.5 cum = a+b+c+d
Rate per cum = (a+b+c+d)/5.5
Note : Unloading will be by tipping.
3 |  | 2: Loading, Unloading and Stacking of Bricks by Manual Means including hire charges of Truck 10t for waiting period.
| i | 2: Loading of Bricks by manual means including a lead upto 30 m
Unit = 1000 Nos.
Taking output = 2000 Nos.
a) Labour
|  | Mate | day | -
|  | Mazdoor (Unskilled) | day | 0.26
b) Machinery
|  | Truck 10t | hour | 0.33
|  | c&d) Overheads & Contractors Profit |  | 18%
Cost for 2000 Nos. = a+b+c+d
Rate for 1000 bricks = (a+b+c+d)/2
| ii | 2: Unloading and Stacking of Bricks by manual means including a lead upto 30 m
Unit = 1000 Nos.
Taking output = 2000 Nos.
a) Labour
|  | Mate | day | -
|  | Mazdoor (Unskilled) | day | 0.26
b) Machinery
|  | Truck 10t | hour | 0.33
|  | c&d) Overheads & Contractors Profit |  | 18%
Cost for 2000 Nos. = a+b+c+d
Rate for 1000 bricks = (a+b+c+d)/2
4 |  | 2: Loading, Unloading and Stacking of Cement by Manual Means including hire charges of Truck 10t for waiting period.
| i | 2: Loading of Cement by manual means including a lead upto 30 m
Unit = t
Taking output = 10 t
a) Labour
|  | Mate | day | -
|  | Mazdoor (Unskilled) | day | 1.56
b) Machinery
|  | Truck 10t | hour | 1
|  | c&d) Overheads & Contractors Profit |  | 18%
Cost for 10 t = a+b+c+d
Rate per tonnes = (a+b+c+d)/10
| ii | 2: Unloading, stacking of Cement by manual means including a lead upto 30 m
Unit = t
Taking output = 10 t
a) Labour
|  | Mate | day | -
|  | Mazdoor (Unskilled) | day | 1.56
b) Machinery
|  | Truck 10t | hour | 1
|  | c&d) Overheads & Contractors Profit |  | 18%
Cost for 10 t = a+b+c+d
Rate per tonnes = (a+b+c+d)/10
| iii | 2: Loading & unloading of Cement including stacking by manual means including a lead upto 30 m.
Unit = t
Taking output = 10 t
a) Labour
|  | Mate | day | -
|  | Mazdoor (Unskilled) | day | 2.08
b) Machinery
|  | Truck 10t | hour | 2
|  | c&d) Overheads & Contractors Profit |  | 18%
Cost for 10 t = a+b+c+d
Rate per tonnes = (a+b+c+d)/10
5 |  | 2: Loading, Unloading and Sticking of Structural Steel and Steel Bars by manual means including hire charges of Truck 10t for waiting period.
| i | 2: Loading of Structural Steel, Steel Bars by manual means including a lead upto 30 m
Unit = t
Taking output = 10 t
a) Labour
|  | Mate | day | -
|  | Mazdoor (Unskilled) | day | 1.87
b) Machinery
|  | Truck 10t | hour | 1
|  | c&d) Overheads & Contractors Profit |  | 18%
Cost for 10 t = a+b+c+d
Rate per tonnes = (a+b+c+d)/10
| ii | 2: Unloading of Structural Steel, Steel Bars by manual means including a lead upto 30 m
Unit = t
Taking output = 10 t
a) Labour
|  | Mate | day | -
|  | Mazdoor (Unskilled) | day | 1.87
b) Machinery
|  | Truck 10t | hour | 1
|  | c&d) Overheads & Contractors Profit |  | 18%
Cost for 10 t = a+b+c+d
Rate per tonne = (a+b+c+d)/10
| iii | 2: Loading, unloading and Stacking of Structural Steel, Steel Bars by manual means including a lead upto 30 m
Unit = t
Taking output = 10 t
a) Labour
|  | Mate | day | -
|  | Mazdoor (Unskilled) | day | 2.08
b) Machinery
|  | Truck 10t | hour | 2
|  | c&d) Overheads & Contractors Profit |  | 18%
Cost for 10 t = a+b+c+d
Rate per tonnes = (a+b+c+d)/10
6 |  | 2: Loading and Unloading of Bitumen Drums by Manual Means including hirecharges of truck 10t for waiting period
| i | 2: Loading of Bitumen Drums by manual means including a lead upto 30 m
Unit = t
Taking output = 10 t
a) Labour
|  | Mate | day | -
|  | Mazdoor (Unskilled) | day | 1.66
b) Machinery
|  | Truck 10t | hour | 1.25
|  | c&d) Overheads & Contractors Profit |  | 18%
Cost for 10 t = a+b+c+d
Rate per tonnes = (a+b+c+d)/10
| ii | 2: Unloading of Bitumen Drums by Manual Means including a lead upto 30 m
Unit = t
Taking output = 10 t
a) Labour
|  | Mate | day | -
|  | Mazdoor (Unskilled) | day | 1.25
b) Machinery
|  | Truck 10t | hour | 1.25
|  | c&d) Overheads & Contractors Profit |  | 18%
Cost for 10 t = a+b+c+d
Rate per tonnes = (a+b+c+d)/10
Note : The weight is inclusive of the self weight of drum
7 |  | 2: Loading and Unloading of Timber by Manual Means including hirecharges of truck 10t for waiting period
| (i) | 2: Loading of Timber by manual means including a lead upto 30 m
Unit = t
Taking output = 5 t
a) Labour
|  | Mate | day | -
|  | Mazdoor (Unskilled) | day | 1.04
b) Machinery
|  | Truck 10t | hour | 1
|  | c&d) Overheads & Contractors Profit |  | 18%
Cost for 5 t = a+b+c+d
Rate per t = (a+b+c+d)/5
| ii | 2: Unloading of Timber by manual means including a lead upto 30 m
Unit = t
Taking output = 5 t
a) Labour
|  | Mate | day | -
|  | Mazdoor (Unskilled) | day | 1.04
b) Machinery
|  | Truck 10t | hour | 1
|  | c&d) Overheads & Contractors Profit |  | 18%
Cost for 5 t = a+b+c+d
Rate per t = (a+b+c+d)/5
Note : Density of wood has been assumed as 900 kg per cum. If the density is less the output may be reduced proportionately.
8 |  | 2: Loading and Unloading of C.C. Blocks, Kerb, etc. including hirecharges of truck 10t for waiting period
| i | 2: Loading with care C.C. Blocks, km Stone, 200 m Stone, Boundary Pillar, Kerb, Channel, Bond Stone, etc. by manual means including a lead upto 30 m
Unit = cum
Taking output = 5.5 cum
a) Labour
|  | Mate | day | -
|  | Mazdoor (Unskilled) | day | 2.08
b) Machinery
|  | Truck 10t | hour | 1.5
|  | c&d) Overheads & Contractors Profit |  | 18%
Cost for 5.5 cum = a+b+c+d
Rate per cum = (a+b+c+d)/5.5
| ii | 2: Unloading with care C.C. Blocks, km Stone, 200 m Stone, Boundary Pillar, Kerb, Channel, Bond Stone, etc. by manual means including a lead upto 30 m
Unit = cum
Taking output = 5.5 cum
a) Labour
|  | Mate | day | -
|  | Mazdoor (Unskilled) | day | 2.08
b) Machinery
|  | Truck 10t | hour | 1.5
|  | c&d) Overheads & Contractors Profit |  | 18%
Cost for 5.5 cum = a+b+c+d
Rate per cum = (a+b+c+d)/5.5
9 |  | 2: Loading and Unloading of RCC Hume Pipes including hirecharges of truck 10 t for waiting period and Crane 3t capacity including all labour charges.
| i | 2: Loading of RCC Hume pipes by mechanical means including a lead upto 30 m
| A | 2: 1000 / 1200 mm dia RCC Hume pipe
Unit = per pipe
Taking output = 9 pipes
a) Labour
|  | Mate | day | -
|  | Mazdoor (Unskilled) | day | 0.52
b) Machinery
|  | Truck 10t | hour | 0.33
|  | Crane (3 T) | hour | 0.33
|  | c&d) Overheads & Contractors Profit |  | 18%
Cost for 9 pipes = a+b+c+d
Rate per pipe = (a+b+c+d)/9
| B | 2: 750 mm dia RCC Hume pipe
Unit = per pipe
Taking output = 15 pipes
a) Labour
|  | Mate | day | -
|  | Mazdoor (Unskilled) | day | 0.52
b) Machinery
|  | Truck 10t | hour | 0.33
|  | Crane | hour | 0.33
|  | c&d) Overheads & Contractors Profit |  | 18%
Cost for 15 pipes = a+b+c+d
Rate per pipe = (a+b+c+d)/15
| C | 2: 600/450 mm dia RCC Hume pipe
Unit = per pipe
Taking output = 21 pipes
a) Labour
|  | Mate | day | -
|  | Mazdoor (Unskilled) | day | 0.52
b) Machinery
|  | Truck 10t | hour | 0.33
|  | Crane | hour | 0.33
|  | c&d) Overheads & Contractors Profit |  | 18%
Cost for 21 pipes = a+b+c+d
Rate per pipe = (a+b+c+d)/21
| ii | 2: Unloading of RCC Hume pipe by manual means including a lead upto 30 m
| A | 2: 1000/1200 mm dia RCC Hume pipes
Unit = per pipe
Taking output = 5 pipes
a) Labour
|  | Mate | day | -
|  | Mazdoor (Unskilled) | day | 1.04
b) Machinery
|  | Truck 10t | hour | 2
c) Material
|  | Wooden sleepers 250mm x 250mm x125mm hire charges 3 nos sleeper | hour | 2
|  | Crow bars 2 nos not less than 40 mm dia (hire-charges) | hour | 2
|  | c&d) Overheads & Contractors Profit |  | 18%
Cost for 5 pipes = a+b+c+d+e
Rate per pipe = (a+b+c+d+e)/5
| B | 2: 750 mm dia RCC Hume pipe
Unit = per pipe
Taking output = 6 pipes
a) Labour
|  | Mate | day | -
|  | Mazdoor (Unskilled) | day | 1.04
b) Machinery
|  | Truck 10t | hour | 2
c) Material
|  | Wooden sleepers 250mm x 250mm x125mm hire charges 3 nos sleeper | hour | 2
|  | Crow bars 2 nos not less than 40 mm dia (hire-charges) | hour | 2
|  | c&d) Overheads & Contractors Profit |  | 18%
Cost for 6 pipes = a+b+c+d+e
Rate per pipe = (a+b+c+d+e)/6
| C | 2: 600/450 mm dia RCC Hume pipe
Unit = per pipe
Taking output = 8 pipes
a) Labour
|  | Mate | day | -
|  | Mazdoor (Unskilled) | day | 1.04
b) Machinery
|  | Truck 10t | hour | 2
c) Material
|  | Wooden sleepers 250mm x 250mm x125mm hire charges 3 nos sleeper | hour | 2
|  | Crow bars 2 nos not less than 40 mm dia (hire-charges) | hour | 2
|  | c&d) Overheads & Contractors Profit |  | 18%
Cost for 8 pipes = a+b+c+d+e
Rate per pipe = (a+b+c+d+e)/8
| iii | 2: Unloading of RCC Hume pipes by mechanical means including a lead upto 30 m
| A | 2: 1000/1200 mm dia RCC Hume pipe
Unit = per pipe
Taking output = 9 pipes
a) Labour
|  | Mate | day | -
|  | Mazdoor (Unskilled) | day | 0.52
b) Machinery
|  | Truck 10t | hour | 0.2
|  | Crane | hour | 0.2
|  | c&d) Overheads & Contractors Profit |  | 18%
Cost for 9 pipes = a+b+c+d
Rate per pipe = (a+b+c+d+e)/9
| B | 2: 750 mm dia RCC Hume pipe
Unit = per pipe
Taking output = 15 pipes
a) Labour
|  | Mate | day | -
|  | Mazdoor (Unskilled) | day | 0.52
b) Machinery
|  | Truck 10t | hour | 0.2
|  | Crane | hour | 0.2
|  | c&d) Overheads & Contractors Profit |  | 18%
Cost for 15 pipes = a+b+c+d
Rate per pipe = (a+b+c+d+e)/15
| C | 2: 600/450 mm dia RCC Hume pipe
Unit = per pipe
Taking output = 21 pipes
a) Labour
|  | Mate | day | -
|  | Mazdoor (Unskilled) | day | 0.52
b) Machinery
|  | Truck 10t | hour | 0.2
|  | Crane | hour | 0.2
|  | c&d) Overheads & Contractors Profit |  | 18%
Cost for 21 pipes = a+b+c+d
Rate per pipe = (a+b+c+d+e)/21
10 |  | 2: Conveyance of Materials
Haulage of materials by tipper 10t capacity excluding cost of Loading, Unloading & Stacking, but including hirecharges of Machinery.
Haulage of materials by tipper excluding cost of loading, unloading and stacking.
Unit = t.km
Taking output 10 t load and lead 10 km = 100 t.km (5.5 cum)
| i | 2: Surfaced Road
Speed with load: 25 km per hour
Speed while returning empty: 35 km per hour
a) Machinery
Tipper 10 t capacity
|  | Haulage with load | hour | 0.4
|  | Empty return trip | hour | 0.29
|  | c&d) Overheads & Contractors Profit |  | 18%
Cost for 100 t.km = a+b+c
Rate per t.km = (a+b+c)/100
Note : In case of carriage of Hume pipes, output of Truck be taken as 8 t and the rate for t is to be divided by number of pipes of different diameters as indicated in item 9 to get the rate per pipe.
| ii | 2: Unsurfaced Gravel Road
Speed with load: 20 km/hour
Speed for empty return trip: 30 km/hour
a) Machinery
Tipper 10 t capacity
|  | Haulage with load | hour | 0.5
|  | Empty return trip | hour | 0.33
|  | c&d) Overheads & Contractors Profit |  | 18%
Cost for 100 t.km = a+b+c
Rate per t.km = (a+b+c)/100
Note : In case of carriage of Hume pipes, output of Truck be taken as 8 t and the rate per t is to be divided by number of pipes of different diameters as indicated in item 9 to get the rate per pipe.
| iii | 2: Katcha Track and Track in River Bed/Nallah Bed and Choe Bed
Speed with load: 10 km per hour
Speed while returning empty: 15 km per hour
a) Machinery
Tipper 10 t capacity
|  | Haulage with load | hour | 1
|  | Empty return trip | hour | 0.67
|  | c&d) Overheads & Contractors Profit |  | 18%
Cost for 100 t.km = a+b+c
Rate per t.km = (a+b+c)/100
Note : In case of carriage of Hume pipes, output of Truck be taken as 8 t and the cost for 8 t is to be divided by number of pipes of different diameters as indicated in item 9 to get the rate per pipe.
11 |  | 2: Supply of Quarried stone and hand breaking
| i | 2: Supply of quarried stone and hand breaking into coarse aggregate to Grading 1 (90 mm to 45 mm) as per Table 400.8 of Technical Specifications of MORD / 400-7 of MORTH.
Unit = cum
Taking output = 1 cum
a) Labour
|  | Mate | day | -
|  | Mazdoor (Unskilled) | day | 1.248
b) Material
|  | Supply of quarried stone 150-200 mm size | cum | 1.1
|  | c&d) Overheads & Contractors Profit |  | 18%
Rate per cum = a+b+c+d
| i A | 2: Hand Broken Stone aggregate 75 mm nominal size
Supply of quarried stone and hand breaking into coarse aggregate 75 mm nominal size (106-63 mm) as per Table 500-17MORD & stacking as directed.
Unit = cum
Taking output = 1 cum
a) Labour
|  | Mate | day | -
|  | Mazdoor (Unskilled) | day | 1.248
b) Material
|  | Supply of quarried stone 150-200 mm size | cum | 1.1
|  | c&d) Overheads & Contractors Profit |  | 18%
Rate per cum = a+b+c+d
| ii | 2: Supply of quarried stone and hand breaking into coarse aggregate to Grading 2 (63 mm to 45 mm) as per Table 400.8 of Technical Specifications of MORD / 400-7 of MORTH.
Unit = cum
Taking output = 1 cum
a) Labour
|  | Mate | day | -
|  | Mazdoor (Unskilled) | day | 1.56
b) Material
|  | Supply of quarried stone 150-200 mm size | cum | 1.1
|  | c&d) Overheads & Contractors Profit |  | 18%
Rate per cum = a+b+c+d
| ii A | 2: Hand Broken Stone aggregate 63 mm nominal size
Supply of quarried stone and hand breaking into coarse aggregate to 63 mm to nominal size (passing 80 mm and retained on 50 mm sieve) & stacking as directed.
Unit = cum
Taking output = 1 cum
a) Labour
|  | Mate | day | -
|  | Mazdoor (Unskilled) | day | 1.56
b) Material
|  | Supply of quarried stone 150-200 mm size | cum | 1.1
|  | c&d) Overheads & Contractors Profit |  | 18%
Rate per cum = a+b+c+d
| iii | 2: Supply of quarried stone and hand breaking into coarse aggregate to Grading 3 (53 mm to 22.4 mm)as per Table 400-8 MORTH /400.7 MORD of Technical Specifications.
Unit = cum
Taking output = 1 cum
a) Labour
|  | Mate | day
|  | Mazdoor (Unskilled) | day | 1.872
b) Material
|  | Supply of quarried stone 150-200 mm size | cum | 1.1
|  | c&d) Overheads & Contractors Profit |  | 18%
Rate per cum = a+b+c+d
| iii A | 2: Hand Broken Stone aggregate 40 mm nominal size
Supply of quarried stone and hand breaking into coarse aggregate to 40 mm nominal size (passing 63 mm retained 20mm sieve) & stacking as directed.
Unit = cum
Taking output = 1 cum
a) Labour
|  | Mate | day
|  | Mazdoor (Unskilled) | day | 1.872
b) Material
|  | Supply of quarried stone 150-200 mm size | cum | 1.1
|  | c&d) Overheads & Contractors Profit |  | 18%
Rate per cum = a+b+c+d
12 |  | 2: Crushing of Stone Aggregates 100 per cent passing through 53 mm sieve as per Table 500.6 of Technical Specifications of MORD / 500-7 of MORTH, and 45, 40, 37.5 mm, including hirecharges of integrated stone crusher of 200 t/h including belt conveyor and vibrating screens, tipper 5.5 cum (10t) capacity & Frontend Loader and all labour charges complete.
Crushing of stone boulders of 150 mm size in an integrated stone crushing unit of 200 t/h capacity comprising of primary and secondary crushing units, belt conveyor and vibrating screens to obtain stone aggregates 100 per cent passing through 53 mm sieve as per Table 500.6 of Technical Specifications of MORD / 500-7 of MORTH including the cost of stone.
Unit = cum
Taking output = 750 cum at crusher location
a) Labour
|  | Mate | day | -
|  | Mazdoor (Skilled) | day | 2.76
|  | Mazdoor (Unskilled) | day | 17
b) Material
|  | Stone Boulder of size 150 mm and below | cum | 800
c) Machinery
|  | Integrated stone crusher of 200 t/h including belt conveyor and vibrating screens | hour | 6
|  | Front end loader 1 cum bucket capacity | hour | 20
|  | Tipper 5.5 cum capacity | hour | 20
|  | d&e) Overheads & Contractors Profit |  | 18%
Total (a+b+c+d+e)
Cost for 750 cum = (a+b+c+d+e) x 0.85
Rate per cum =[ (a+b+c+d+e) x 0.85]/ 750
Note : 1) 800 cum of stone boulders are needed to get 750 cum of stone aggregates.
2) 85 per cent of above cost will be attributed to the production of 750 cum of stone aggregates of 40 mm size and balance 15 per cent will be for smaller size aggregates and stone dust which comes out as a by-product.
3) The integrated stone crusher includes primary and secondary crushing units.
13 |  | 2: Crushing of Stone Aggregates 100 per cent passing through 22.4 mm sieve as per Table 500.6 of Technical Specifications (MORD) & 20mm, 19mm, including hirecharges of integrated stone crusher of 200 t/h including belt conveyor and vibrating screens, tipper 5.5 cum (10t) capacity & Frontend Loader and all labour charges complete.
Crushing of stone boulders of 150 mm size in an integrated stone crushing unit of 200 t/h capacity comprising of primary and secondary crushing units, belt conveyor and vibrating screens to obtain stone aggregates 100 per cent passing through 22.4 mm sieve as per Table 500.6 of Technical Specifications & 20 mm and 19 mm including the cost of stone.
Unit = cum
Taking output = 670 cum at crusher location
a) Labour
|  | Mate | day | -
|  | Mazdoor (Skilled) | day | 2.76
|  | Mazdoor (Unskilled) | day | 17
b) Material
|  | Stone Boulder of size 150 mm and below | cum | 800
c) Machinery
|  | Integrated stone crusher of 200 t/h including belt conveyor and vibrating screens | hour | 6
|  | Front end loader 1 cum bucket capacity | hour | 20
|  | Tipper 5.5 cum capacity | hour | 20
|  | d&e) Overheads & Contractors Profit |  | 18%
Total (a+b+c+d+e)
Cost for 670 cum = (a+b+c+d+e) x 0.90
Rate per cum =[ (a+b+c+d+e) x 0.90]/ 670
Note : 1) 800 cum of stone boulders are needed to get 670 cum of stone aggregates.
2) 90 per cent of above cost will be attributed to the production of 670 cum of stone aggregate and balance 10 per cent will be for smaller size aggregates and stone dust which comes out as a by-product.
3) The integrated stone crusher includes primary and secondary crushing units.
14 |  | 2: Crushing of Stone Aggregates Nominal Size 13.2 mm as per Table 500.9 of Technical Specifications (MORD) and Table 500-21 MORTH and 14 mm, including hirecharges of integrated stone crusher of 200 t/h including belt conveyor and vibrating screens, tipper 5.5 cum (10t) capacity & Frontend Loader and all labour charges complete.
Crushing of stone boulders of 150 mm size in an integrated stone crushing unit of 200 t/h capacity comprising of primary and secondary crushing units, belt conveyor and vibrating screens to obtain stone aggregates of 13.2 mm nominal size as per Table 500.9 of Technical Specifications & 14 mm including the cost of stone.
Unit = cum
Taking output = 600 cum at crusher location
a) Labour
|  | Mate | day | -
|  | Mazdoor (Skilled) | day | 2.76
|  | Mazdoor (Unskilled) | day | 17
b) Material
|  | Stone Boulder of size 150 mm and below | cum | 800
c) Machinery
|  | Integrated stone crusher of 200 t/h including belt conveyor and vibrating screens | hour | 6
|  | Front end loader 1 cum bucket capacity | hour | 20
|  | Tipper 5.5 cum capacity | hour | 20
|  | d&e) Overheads & Contractors Profit |  | 18%
Total (a+b+c+d+e)
Cost for 600 cum = (a+b+c+d+e) x 0.95
Rate per cum = [(a+b+c+d+e) x 0.95]/ 600
Note : 1) 800 cum of stone boulders are needed to get 600 cum of stone chips of size 13.2 mm and 125 cum stone dust.
2) 95 per cent of above cost will be attributed to the production of 600 cum of stone chips of 13.2 mm size and balance 5 per cent to the production of stone dust which comes out as a by-product.
3) The analysis for crushing of stone chips of size 11.2 mm will be same as for 13.2 mm
| A | 2: Crushing of Stone Aggregates Nominal Size 11.2 mm as per Table 500.9 of Technical Specifications (MORD) and Table 500-21 MORTH.
Same analysis as in 13.2 mm
Rate per cum
15 |  | 2: Crushing of Stone Aggregates 9.5 and 10 mm Nominal Size as per Table 500.9 of Technical Specifications (MORD) and Table 500-21 MORTH, including hirecharges of integrated stone crusher of 200 t/h including belt conveyor and vibrating screens, tipper 5.5 cum (10t) capacity & Frontend Loader and all labour charges complete.
Crushing of stone boulders of 150 mm size in an integrated stone crushing unit of 200 t/h capacity comprising of primary and secondary crushing units, belt conveyor and vibrating screens to obtain stone aggregates of 9.5 mm nominal size as per Table 500.9 of Technical Specifications and 10 mm including the cost of stone.
Unit = cum
Taking output = 600 cum at crusher location
a) Labour
|  | Mate | day | -
|  | Mazdoor (Skilled) | day | 2.76
|  | Mazdoor (Unskilled) | day | 17
b) Material
|  | Stone Boulder of size 150 mm and below | cum | 800
c) Machinery
|  | Integrated stone crusher of 200 t/h including belt conveyor and vibrating screens | hour | 6
|  | Front end loader 1 cum bucket capacity | hour | 20
|  | Tipper 5.5 cum capacity | hour | 20
|  | d&e) Overheads & Contractors Profit |  | 18%
Total (a+b+c+d+e)
Cost for 600 cum = (a+b+c+d+e) x 0.95
Rate per cum = [(a+b+c+d+e) x 0.95]/ 600
Note :- 1) 800 cum of stone boulders are needed to get 600 cum of stone chips of size 9.5 mm and 125 cum stone dust.
2) 95 per cent of above cost will be attributed to the production of 600 cum of stone chips of 9.5 mm size and balance 5 per cent to the production of stone dust which comes out as a by-product.
3) The integrated stone crusher includes primary and secondary crushing units.
4) Cost of crushing of stone chips of size 6.7 mm will be 10 per cent extra over that of 9.5 mm size.
| A | 2: Crushing of Stone Aggregates 6.7, 6.3, 6 and 5 mm Nominal Size as per Table 500.9 of Technical Specifications (MORD) and Table 500-21 MORTH, including hirecharges of integrated stone crusher of 200 t/h including belt conveyor and vibrating screens, tipper 5.5 cum (10t) capacity & Frontend Loader and all labour charges complete.
Crushing of stone boulders of 150 mm size in an integrated stone crushing unit of 200 t/h capacity comprising of primary and secondary crushing units, belt conveyor and vibrating screens to obtain stone aggregates of 6.3 mm nominal size as per Table 500.9 of Technical Specifications including the cost of stone.
Unit = cum
a) Rate per cum for Crushing of Stone Aggregates 9.5 mm as in S.No. 15
b) Add : 10% extra over that of 9.5 mm size
c) Total (a+b)
|  | d) Overheads & Contractors Profit on (c) |  | 18%
Grand Total (c+d)
General Note
1. When materials are used for a finished item of work, overheads and Contractors profit need not be included in cost of material data. Basic rates only to be carried out as material cost.
2. Rates are for net quantities after deduction of voids.
Percentage reduction in volume of aggregates
As per Table 500 - 28 MORTH & Table 500 - 18 MORD
|  | Standard Size of Aggregates | Percentage reduction in volume computed by stack measurements to arrive at the volume to be paid for
|  | i. 75 mm and 63 mm | 12.5
|  | ii. 45 or 40 mm, 37.5 mm and upto 26.5 mm | 10
|  | iii. 25 mm to 13.2 mm, 11.2 mm and 6.3 or 6.7 mm | 5
|  | iv. Fine aggregate (sand) | 5
|  | v. Rough Stone for apron & revetment (as per APSS) | 40
|  | vi. Rough Stone for Soling (Proposed as in v) | 40
3. Part of km beyond 1 km will be payable for the full km.
4. The provision towards Mate (1 Mate provided for 25 labour) is included in the provision towards unskilled Mazdoor in data.
5. The rate analysis of Loading & unloading of various items includes stacking.

## Chap-2
Andhra Pradesh Standard Data
I. Roads and Bridges
Chapter -2
SITE CLEARANCE
S. No |  | Description | Unit | Quantity | Rate Rs. | Amount Rs. | Remarks
1 |  | 2 | 3 | 4 | 5 | 6 | 7
1 |  | 2: Clearing Grass and Removal of Rubbish
Clearing grass and removal of rubbish up to a distance of 30 m outside the periphery of the area as per Technical Specification Clause 201 MORD
By Manual Means
Unit = 10 sqm
Taking output = 1 hectare
a) Labour
|  | Mate | day | -
|  | Mazdoor (Unskilled) | day | 41.6
|  | c&d) Overheads & Contractors Profit |  | 18%
Rate per hectare = a+b+c
Rate per 10 Sqm = (a+b+c)/1000
| A | 2: Clearing Grass and Removal of Rubbish
Clearing grass and removal of rubbish up to a distance of 50 m outside the periphery of the area as per Technical Specification Clause 201 MORTH.
By Manual Means
Unit = 10 sqm
Taking output = 1 hectare
a) Labour
|  | Mate | day | -
|  | Mazdoor (Unskilled) | day | 52
|  | c&d) Overheads & Contractors Profit |  | 18%
Rate per hectare = a+b+c
Rate per 10 Sqm = (a+b+c)/1000
2 |  | 2: Clearing and Grubbing Road Land
Clearing and grubbing road land including uprooting wild vegetation, grass, bushes, shrubs, saplings and trees of girth upto 300 mm, removal of stumps of such trees cut earlier and disposal of unserviceable materials and stacking of serviceable material to be used or auctioned, upto a lead of 1000 m including removal and disposal of top organic soil not exceeding 150 mm in thickness as per Technical Specification Clause 201 MORD / MORTH.
Unit = 10 sqm
Taking output = 1 hectare
| I | 2: By Manual Means
| A | 2: In area of non-thorny jungle (light jungle)
a) Labour
|  | Mate | day | -
|  | Mazdoor (Unskilled) | day | 156
b) Machinery
|  | Tractor with trolley 3t | hour | 1
|  | c&d) Overheads & Contractors Profit |  | 18%
Rate per hectare = a+b+c+d
Rate per 10 Sqm = (a+b+c+d)/1000
| B | 2: In area of thorny jungle
a) Labour
|  | Mate | day | -
|  | Mazdoor (Unskilled) | day | 208
b) Machinery
|  | Tractor with trolley 3t | hour | 2
|  | c&d) Overheads & Contractors Profit |  | 18%
Rate per hectare = a+b+c+d
Rate per 10 Sqm = (a+b+c+d)/1000
| II | 2: By Mechanical Means
| A | 2: In area of non-thorny jungle (light jungle)
a) Labour
|  | Mate | Day | -
|  | Mazdoor (Unskilled) | Day | 4.16
b) Machinery
|  | Dozer D 50 with attachment or suitable machinery for removal of trees & stumps | hour | 10
|  | Tractor with trolley 3t | hour | 1
|  | c&d) Overheads & Contractors Profit |  | 18%
Rate per hectare = a+b+c+d
Rate per 10 Sqm = (a+b+c+d)/1000
| B | 2: In area of thorny jungle
a) labour
|  | Mate | day
|  | Mazdoor (Unskilled) | day | 6.24
b) Machinery
|  | Dozer D 50 with attachment for removal of trees & stumps | hour | 12
|  | Tractor with trolley 3t | hour | 1.5
|  | c&d) Overheads & Contractors Profit |  | 18%
Rate per hectare = a+b+c+d
Rate per 10 Sqm = (a+b+c+d)/1000
Note : The top soil removed during clearing and grubbing of site, if suitable for re-use shall be transported, conserved and stacked as directed by the Engineer and shall be incidental to the work.
3 |  | 2: Cutting of Trees including Cutting of Trunks, Branches and Removal of Stumps
Cutting of trees, including cutting of trunks, branches and removal of stumps & roots, refilling, compaction of backfilling and stacking of serviceable material by manual means with all lifts as per Technical Specification Clause 201MORD / MORTH
| A | 2: Lead upto 100 m
Unit = each
| i | 2: Girth above 300 mm to 600 mm
a) labour
|  | Mate | day | -
|  | Mazdoor (Unskilled) | day | 0.624
b) Machinery
|  | Tractor with trolley 3t | hour | 0.07
|  | c&d) Overheads & Contractors Profit |  | 18%
Rate for each tree = a+b+c+d
| ii | 2: Girth above 600 mm to 900 mm
a) labour
|  | Mate | day | -
|  | Mazdoor (Unskilled) | day | 0.936
b) Machinery
|  | Tractor with trolley 3t | hour | 0.21
|  | c&d) Overheads & Contractors Profit |  | 18%
Rate for each tree = a+b+c+d
| iii | 2: Girth above 900 mm to 1800 mm
a) labour
|  | Mate | day | -
|  | Mazdoor (Unskilled) | day | 2.08
b) Machinery
|  | Tractor with trolley 3t | hour | 0.28
|  | c&d) Overheads & Contractors Profit |  | 18%
Rate for each tree = a+b+c+d
| iv | 2: Girth above 1800 mm to 2700 mm
a) labour
|  | Mate | day | -
|  | Mazdoor (Unskilled) | day | 4.16
b) Machinery
|  | Tractor with trolley 3t | hour | 0.42
|  | c&d) Overheads & Contractors Profit |  | 18%
Rate for each tree = a+b+c+d
| v | 2: Girth above 2700 mm to 4500 mm
a) labour
|  | Mate | day | -
|  | Mazdoor (Unskilled) | day | 8.32
b) Machinery
|  | Tractor with trolley 3t | hour | 1
|  | c&d) Overheads & Contractors Profit |  | 18%
Rate for each tree = a+b+c+d
| vi | 2: Girth above 4500 mm
a) labour
|  | Mate | day | -
|  | Mazdoor (Unskilled) | day | 26
b) Machinery
|  | Tractor with trolley 3t | hour | 2
|  | c&d) Overheads & Contractors Profit |  | 18%
Rate for each tree = a+b+c+d
| B | 2: Lead upto 1000 m
Unit = each
| i | 2: Girth above 300 mm to 600 mm
a) labour
|  | Mate | day | -
|  | Mazdoor (Unskilled) | day | 0.62
b) Machinery
|  | Tractor with trolley 3t | hour | 0.1
|  | c&d) Overheads & Contractors Profit |  | 18%
Rate for each tree = a+b+c+d
| ii | 2: Girth above 600 mm to 900 mm
a) labour
|  | Mate | day | -
|  | Mazdoor (Unskilled) | day | 0.936
b) Machinery
|  | Tractor with trolley 3t | hour | 0.3
|  | c&d) Overheads & Contractors Profit |  | 18%
Rate for each tree = a+b+c+d
| iii | 2: Girth above 900 mm to 1800 mm
a) labour
|  | Mate | day | -
|  | Mazdoor (Unskilled) | day | 2.08
b) Machinery
|  | Tractor with trolley 3t | hour | 0.4
|  | c&d) Overheads & Contractors Profit |  | 18%
Rate for each tree = a+b+c+d
| iv | 2: Girth above 1800 mm to 2700 mm
a) labour
|  | Mate | day | -
|  | Mazdoor (Unskilled) | day | 4.16
b) Machinery
|  | Tractor with trolley 3t | hour | 0.6
|  | c&d) Overheads & Contractors Profit |  | 18%
Rate for each tree = a+b+c+d
| v | 2: Girth above 2700 mm to 4500 mm
a) labour
|  | Mate | day | -
|  | Mazdoor (Unskilled) | day | 8.32
b) Machinery
|  | Tractor with trolley 3t | hour | 1.2
|  | c&d) Overheads & Contractors Profit |  | 18%
Rate for each tree = a+b+c+d
| vi | 2: Girth above 4500 mm
a) labour
|  | Mate | day | -
|  | Mazdoor (Unskilled) | day | 26
b) Machinery
|  | Tractor with trolley 3t | hour | 2.5
|  | c&d) Overheads & Contractors Profit |  | 18%
Rate for each tree = a+b+c+d
4 |  | 2: Uprooting and Removing Stumps & Roots
Uprooting and Removing Stumps & roots, compaction of backfilling and stacking of servicable material by manual means as per Technical Specification Clause 201.
| A | 2: Lead upto 100 m
Unit = each
| i | 2: Girth above 300 mm to 600 mm
a) labour
|  | Mate | day | -
|  | Mazdoor (Unskilled) | day | 0.416
b) Machinery
|  | Tractor with trolley 3t | hour | 0.018
|  | c&d) Overheads & Contractors Profit |  | 18%
Rate for each stump with roots = a+b+c+d
| ii | 2: Girth above 600 mm to 900 mm
a) labour
|  | Mate | day | -
|  | Mazdoor (Unskilled) | day | 0.624
b) Machinery
|  | Tractor with trolley 3t | hour | 0.05
|  | c&d) Overheads & Contractors Profit |  | 18%
Rate for each stump with roots = a+b+c+d
| iii | 2: Girth above 900 mm to 1800 mm
a) labour
|  | Mate | day | -
|  | Mazdoor (Unskilled) | day | 1.383
b) Machinery
|  | Tractor with trolley 3t | hour | 0.07
|  | c&d) Overheads & Contractors Profit |  | 18%
Rate for each stump with roots = a+b+c+d
| iv | 2: Girth above 1800 mm to 2700 mm
a) labour
|  | Mate | day | -
|  | Mazdoor (Unskilled) | day | 2.77
b) Machinery
|  | Tractor with trolley 3t | hour | 0.11
|  | c&d) Overheads & Contractors Profit |  | 18%
Rate for each stump with roots = a+b+c+d
| v | 2: Girth above 2700 mm to 4500 mm
a) labour
|  | Mate | day | -
|  | Mazdoor (Unskilled) | day | 5.54
b) Machinery
|  | Tractor with trolley 3t | hour | 0.25
|  | c&d) Overheads & Contractors Profit |  | 18%
Rate for each stump with roots = a+b+c+d
| vi | 2: Girth above 4500 mm
a) labour
|  | Mate | day | -
|  | Mazdoor (Unskilled) | day | 15.6
b) Machinery
|  | Tractor with trolley 3t | hour | 0.75
|  | c&d) Overheads & Contractors Profit |  | 18%
Rate for each stump with roots = a+b+c+d
| B | 2: Lead upto 1000 m
Unit = each
| i | 2: Girth above 300 mm to 600 mm
a) labour
|  | Mate | day | -
|  | Mazdoor (Unskilled) | day | 0.416
b) Machinery
|  | Tractor with trolley 3t | hour | 0.025
|  | c&d) Overheads & Contractors Profit |  | 18%
Rate for each stump with roots = a+b+c+d
| ii | 2: Girth above 600 mm to 900 mm
a) labour
|  | Mate | day | -
|  | Mazdoor (Unskilled) | day | 0.624
b) Machinery
|  | Tractor with trolley 3t | hour | 0.075
|  | c&d) Overheads & Contractors Profit |  | 18%
Rate for each stump with roots = a+b+c+d
| iii | 2: Girth above 900 mm to 1800 mm
a) labour
|  | Mate | day | -
|  | Mazdoor (Unskilled) | day | 1.383
b) Machinery
|  | Tractor with trolley 3t | hour | 0.1
|  | c&d) Overheads & Contractors Profit |  | 18%
Rate for each stump with roots = a+b+c+d
| iv | 2: Girth above 1800 mm to 2700 mm
a) labour
|  | Mate | day | -
|  | Mazdoor (Unskilled) | day | 2.77
b) Machinery
|  | Tractor with trolley 3t | hour | 0.15
|  | c&d) Overheads & Contractors Profit |  | 18%
Rate for each stump with roots = a+b+c+d
| v | 2: Girth above 2700 mm to 4500 mm
a) labour
|  | Mate | day | -
|  | Mazdoor (Unskilled) | day | 5.54
b) Machinery
|  | Tractor with trolley 3t | hour | 0.3
|  | c&d) Overheads & Contractors Profit |  | 18%
Rate for each stump with roots = a+b+c+d
| vi | 2: Girth above 4500 mm
a) labour
|  | Mate | day | -
|  | Mazdoor (Unskilled) | day | 15.6
b) Machinery
|  | Tractor with trolley 3t | hour | 1
|  | c&d) Overheads & Contractors Profit |  | 18%
Rate for each stump with roots = a+b+c+d
5 |  | 2: Dismantling of Structures
Dismantling of existing structures like culverts, bridges, retaining walls and other structure comprising of masonry, cement concrete, wood work, steel work, including T&P and scaffolding wherever necessary, sorting the dismantled material, disposal of unserviceable material and stacking the serviceable material with all lifts and lead of 1000 m as per Technical Specification Clause 202 MORD / MORTH
Unit = cum
Taking output = 1.25 cum
| I | 2: By Manual Means
| A | 2: Lime Concrete & CC upto M10
a) labour
|  | Mate | day | -
|  | Mazdoor (Unskilled) | day | 1.04
b) Machinery
|  | Tractor with trolley 3t | hour | 0.27
|  | c&d) Overheads & Contractors Profit |  | 18%
Cost for 1.25 cum = a+b+c+d
Rate per cum = (a+b+c+d)/1.25
| B | 2: Cement Concrete M15 & M20
a) labour
|  | Mate | day | -
|  | Mazdoor (Unskilled) | day | 1.3
b) Machinery
|  | Tractor with trolley 3t | hour | 0.27
|  | c&d) Overheads & Contractors Profit |  | 18%
Cost for 1.25 cum = a+b+c+d
Rate per cum = (a+b+c+d)/1.25
| C | 2: Reinforced Cement Concrete and prestressed Concrete
a) labour
|  | Mate | day | -
|  | Blacksmith | day | 0.4
|  | Mazdoor (Unskilled) | day | 3.5
b) Machinery
|  | Tractor with trolley 3t | hour | 0.27
|  | c&d) Overheads & Contractors Profit |  | 18%
Cost for 1.25 cum = a+b+c+d
Rate per cum = (a+b+c+d)/1.25
| II | 2: By Mechanical Means
| A | 2: Cement Concrete
a) labour
|  | Mate | day
|  | Mazdoor (Unskilled) | day | 0.52
b) Machinery
|  | Air compressor 210 / 250 cfm with 2 leads of pneumatic breaker @1.5 cum per hour | hour | 0.83
|  | Tractor with trolley 3t | hour | 0.27
|  | c&d) Overheads & Contractors Profit |  | 18%
Cost for 1.25 cum = a+b+c+d
Rate per cum = (a+b+c+d)/1.25
| B | 2: Reinforced Cement Concrete and prestressed Concrete
a) labour
|  | Mate | day
|  | Mazdoor (Unskilled) | day | 0.96
|  | Blacksmith | day | 0.25
b) Machinery
|  | Air compressor 170-210 / 250 cfm working with 2 Jack Hammers simultaneously @1.00 cum per hour | hour | 1.25
|  | Tractor with trolley 3t | hour | 0.27
|  | c&d) Overheads & Contractors Profit |  | 18%
Cost for 1.25 cum = a+b+c+d
Rate per cum = (a+b+c+d)/1.25
6 |  | 2: Dismantling Brick/Tile Work
Dismantling of existing structures like culverts, bridges, retaining walls and other structures comprising of brick masonry, including disposal of unserviceable material and stacking the serviceable material with all lifts and lead of 1000 m as per Technical Specification Clause 202 MORD / MORTH
Unit = cum
Taking output = 1.25 cum
| A | 2: Lime mortar
a) labour
|  | Mate | day | -
|  | Mazdoor (Unskilled) | day | 0.52
b) Machinery
|  | Tractor with trolley 3t | hour | 0.27
|  | c&d) Overheads & Contractors Profit |  | 18%
Cost for 1.25 cum = a+b+c+d
Rate per cum = (a+b+c+d)/1.25
| B | 2: Cement mortar
a) labour
|  | Mate | day | -
|  | Mazdoor (Unskilled) | day | 0.78
b) Machinery
|  | Tractor with trolley 3t | hour | 0.27
|  | c&d) Overheads & Contractors Profit |  | 18%
Cost for 1.25 cum = a+b+c+d
Rate per cum = (a+b+c+d)/1.25
| C | 2: Mud Mortar
a) labour
|  | Mate | day | -
|  | Mazdoor (Unskilled) | day | 0.416
b) Machinery
|  | Tractor with trolley 3t | hour | 0.27
|  | c&d) Overheads & Contractors Profit |  | 18%
Cost for 1.25 cum = a+b+c+d
Rate per cum = (a+b+c+d)/1.25
| D | 2: Dry Brick Pitching or Brick Solling
a) labour
|  | Mate | day | -
|  | Mazdoor (Unskilled) | day | 0.364
b) Machinery
|  | Tractor with trolley 3t | hour | 0.27
|  | c&d) Overheads & Contractors Profit |  | 18%
Cost for 1.25 cum = a+b+c+d
Rate per cum = (a+b+c+d)/1.25
7 |  | 2: Dismantling Stone Masonry as per Technical Specification Clause 202.
Dismantling of existing structures like culverts, bridges, retaining walls and other structure comprising of stone masonry, including disposal of unserviceable material and stacking the serviceable material with all lifts and lead of 1000 m as per Technical Specification Clause 202 MORD / MORTH
Unit = cum
Taking ouput = 1.25 cum
| A | 2: Rubble Stone Masonry in Lime Mortar
a) labour
|  | Mate | day | -
|  | Mazdoor (Unskilled) | day | 0.62
b) Machinery
|  | Tractor with trolley 3t | hour | 0.27
|  | c&d) Overheads & Contractors Profit |  | 18%
Cost for 1.25 cum = a+b+c+d
Rate per cum = (a+b+c+d)/1.25
| B | 2: Rubble Stone Masonry in Cement Mortar
a) labour
|  | Mate | day | -
|  | Mazdoor (Unskilled) | day | 0.78
b) Machinery
|  | Tractor with trolley 3t | hour | 0.27
|  | c&d) Overheads & Contractors Profit |  | 18%
Cost for 1.25 cum = a+b+c+d
Rate per cum = (a+b+c+d)/1.25
| C | 2: Rubble Stone Masonry in Mud Mortar
a) labour
|  | Mate | day | -
|  | Mazdoor (Unskilled) | day | 0.52
b) Machinery
|  | Tractor with trolley 3t | hour | 0.27
|  | c&d) Overheads & Contractors Profit |  | 18%
Cost for 1.25 cum = a+b+c+d
Rate per cum = (a+b+c+d)/1.25
| D | 2: Dry Rubble Masonry
a) labour
|  | Mate | day | -
|  | Mazdoor (Unskilled) | day | 0.468
b) Machinery
|  | Tractor with trolley 3t | hour | 0.27
|  | c&d) Overheads & Contractors Profit |  | 18%
Cost for 1.25 cum = a+b+c+d
Rate per cum = (a+b+c+d)/1.25
| E | 2: Dismantling Stone Pitching / Dry Stone Spalls
a) labour
|  | Mate | day | -
|  | Mazdoor (Unskilled) | day | 0.416
b) Machinery
|  | Tractor with trolley 3t | hour | 0.27
|  | c&d) Overheads & Contractors Profit |  | 18%
Cost for 1.25 cum = a+b+c+d
Rate per cum = (a+b+c+d)/1.25
| F | 2: Dismantling boulders laid in wire crates including opening of crates and stacking dismantled materials
a) labour
|  | Mate | day | -
|  | Mazdoor (Unskilled) | day | 0.52
b) Machinery
|  | Tractor with trolley 3t | hour | 0.27
|  | c&d) Overheads & Contractors Profit |  | 18%
Cost for 1.25 cum = a+b+c+d
Rate per cum = (a+b+c+d)/1.25
8 |  | 2: Dismantling Wood Work Wrought and Planed Fixed in Frames of Trusses upto a height of 5 m above Plinth Level as per Technical Specification Clause 202 MORD / MORTH including stacking of dismantled material with all lifts and lead upto 1000 m.
Unit = cum
Taking output = 1.25 cum
a) labour
|  | Mate | day | -
|  | Carpenter 1st Class | day | 0.5
|  | Mazdoor (Unskilled) | day | 1.06
b) Machinery
|  | Tractor with trolley 3t | hour | 0.27
|  | c&d) Overheads & Contractors Profit |  | 18%
Cost for 1.25 cum = a+b+c+d
Rate per cum = (a+b+c+d)/1.25
9 | 2.9 | 2: Dismantling Steel Work in all Types of Sections upto a height of 5 m above Plinth Level excluding Cutting of rivet as per Technical Specification Clause 202 MORD / MORTH including stacking of dismantled material with all lifts and lead upto 1000 m.
| 202 | 2: Unit = t
Taking output = 1 t
| A | 2: Including dismembering
a) labour
|  | Mate | day | -
|  | Blacksmith | day | 1
|  | Mazdoor (Unskilled) | day | 2.64
|  | Add 2.5 per cent of cost of labour for gas cutting, ropes, pulleys, etc. |  | 2.5%
b) Machinery
|  | Tractor with trolley 3t | hour | 0.17
|  | c&d) Overheads & Contractors Profit |  | 18%
Rate per t = a+b+c+d
| B | 2: Excluding dismembering
a) labour
|  | Mate | day | -
|  | Mazdoor (Unskilled) | day | 2.1
|  | Blacksmith | day | 0.5
|  | Add 2.5 per cent of cost of labour for gas cutting, ropes, pulleys, etc. |  | 2.5%
b) Machinery
|  | Tractor with trolley 3t | hour | 0.17
|  | c&d) Overheads & Contractors Profit |  | 18%
Rate per t = a+b+c+d
| C | 2: Extra over Items (A) and (B) for cutting rivets
Unit = each
Taking output = 10 rivets
a) labour
|  | Mate | day
|  | Blacksmith | day | 0.013
|  | Mazdoor (Unskilled) | day | 0.014
|  | b&c) Overheads & Contractors Profit |  | 18%
Cost for 10 rivets = a+b+c
Rate for each rivet = (a+b+c) /10
10 |  | 2: Scraping of bricks dismantled from brick work including stacking as per Technical Specification Clause 202 MORD / MORTH.
Unit = Nos.
Taking output = 1000 Nos.
| A | 2: In Lime/ Cement Mortar
a) labour
|  | Mate | day | -
|  | Mazdoor (Unskilled) | day | 3.64
|  | b&c) Overheads & Contractors Profit |  | 18%
Cost for 1000 Nos. = a+b+c
Rate per each = (a+b+c)/1000
| B | 2: Mud Mortar
a) labour
|  | Mate | day | -
|  | Mazdoor (Unskilled) | day | 1.3
|  | b&c) Overheads & Contractors Profit |  | 18%
Cost for 1000 Nos. = a+b+c
Rate per each = (a+b+c)/1000
11 |  | 2: Scraping of Stone from Dismantled Stone Masonry as per Technical Specification Clause 202 MORD / MORTH.
Unit = cum
Taking output = 1 cum
| A | 2: In Cement or Lime Mortar
a) labour
|  | Mate | day | -
|  | Mazdoor (Unskilled) | day | 1.46
|  | b&c) Overheads & Contractors Profit |  | 18%
Rate per cum = a+b+c
| B | 2: Mud Mortar
a) labour
|  | Mate | day | -
|  | Mazdoor (Unskilled) | day | 0.31
|  | b&c) Overheads & Contractors Profit |  | 18%
Rate per cum = a+b+c
12 |  | 2: Scraping Plaster in Lime or Cement Mortar from Brick / Stone Masonry as per Technical Specification Clause 202 MORD / MORTH, including transportation of unserviceable Material with all lifts upto a lead of 1000 M.
Unit = sqm
Taking ouput = 100 sqm
a) labour
|  | Mate | day | -
|  | Mazdoor (Unskilled) | day | 4.16
b) Machinery
|  | Tractor with trolley 3t | hour | 0.32
|  | c&d) Overheads & Contractors Profit |  | 18%
Cost for 100 sqm = a+b+c+d
Rate per sqm = (a+b+c+d)/100
13 |  | 2: Removing all types of Hume pipes and stacking within a lead of 1000 m including Earthwork and Dismantling of Masonry Works as per Technical Specification Clause 202 MORD / MORTH.
Unit = m
Taking output = 1m
| A | 2: Upto 600 mm dia Hume pipe
a) labour
|  | Mate | day | -
|  | Mazdoor (Unskilled) | day | 0.54
|  | b&c) Overheads & Contractors Profit |  | 18%
Rate per m = a+b+c
| B | 2: Above 600 mm to 900 mm dia Hume pipe
a) labour
|  | Mate | day | -
|  | Mazdoor (Unskilled) | day | 0.73
|  | b&c) Overheads & Contractors Profit |  | 18%
Rate per m = a+b+c
| C | 2: Above 900 mm dia Hume pipe
a) labour
|  | Mate | day | -
|  | Mazdoor (Unskilled) | day | 1.25
|  | b&c) Overheads & Contractors Profit |  | 18%
Rate per m = a+b+c
Note : 1. The excavation of earth, dismantling of stone masonry work in head walls and protection works is not included which is to be measured and paid separately.
2. Credit for retrieved stone from masonry work may be taken as per actual availability.
14 |  | 2: Dismantling of flexible pavements
Dismantling of flexible pavements and disposal of dismantled materials upto a lead of 1000 m, stacking serviceable and unserviceable materials separately as per Technical Specification Clause 202 MORD / MORTH
Unit = cum
Taking output = 1 cum
| I | 2: By Manual Means
| A | 2: Bituminous Courses
a) labour
|  | Mate | day | -
|  | Mazdoor (Unskilled) | day | 1.56
b) Machinery
|  | Tractor with trolley 3t | hour | 0.38
|  | c&d) Overheads & Contractors Profit |  | 18%
Rate per cum = a+b+c+d
| B | 2: Granular Courses
a) labour
|  | Mate | day | -
|  | Mazdoor (Unskilled) | day | 1.04
b) Machinery
|  | Tractor with trolley 3t | hour | 0.33
|  | c&d) Overheads & Contractors Profit |  | 18%
Rate per cum = a+b+c+d
| II | 2: By Mechanical Means
Bituminous Courses
a) labour
|  | Mate | day | -
|  | Mazdoor (Unskilled) | day | 0.31
b) Machinery
|  | Tractor with trolley 3t | hour | 0.38
|  | Tractor with ripper @ 60 cum per hour | hour | 0.017
|  | c&d) Overheads & Contractors Profit |  | 18%
Rate per cum = a+b+c+d
15 |  | 2: Dismantling of Cement Concrete Pavements as per Technical Specification Clause 202 MORD / MORTH.
Dismantling of cement concrete pavements by mechanical means using pneumatic tools breaking to pieces not exceeding 0.02 cum in volume and stock piling at designated locations and disposal of dismantled materials upto a lead of 1000 m, stacking serviceable and unserviceable materials separately.
Unit = cum
Taking output = 1 cum
a) labour
|  | Mate | day | -
|  | Mazdoor (Semi-skilled) | day | 0.5
|  | Mazdoor (Unskilled) | day | 0.53
b) Machinery
|  | Air compressor 210 / 250 cfm with two leads for pneumatic cutters / hammers @ 1 cum per hour | hour | 1
|  | Tractor with trolley 3t | hour | 0.4
|  | Joint Cutting Machine with 2-3 blades | hour | 1
|  | c&d) Overheads & Contractors Profit |  | 18%
Rate per cum = a+b+c+d
Note : The above analysis is for removal of complete pavement. In case full depth repair work is required to be done after dismantling, provision of a concrete saw cutter may be added for 0.25h.
16 |  | 2: Dismantling Guard Rails
Dismantling guard rails by manual means and disposal of dismantled material with all lifts and upto a lead of 1000 m, stacking serviceable materials and unserviceable materials separately as per Technical Specification Clause 202 MORD / MORTH.
Unit = running m
Taking Output = 1 m
a) labour
|  | Mate | day | -
|  | Mazdoor (Unskilled) | day | 0.156
b) Machinery
|  | Tractor with trolley 3t | hour | 0.05
|  | c&d) Overheads & Contractors Profit |  | 18%
Rate per m = a+b+c+d
17 |  | 2: Dismantling Kerb Stones
Dismantling kerb stones by manual means and disposal of dismantled material with all lifts and upto a lead of 1000 m as per Technical Specification Clause 202 MORD / MORTH.
Unit = running m
Taking output = 10 m
a) labour
|  | Mate | day | -
|  | Mazdoor (Unskilled) | day | 0.156
b) Machinery
|  | Tractor with trolley 3t | hour | 0.2
|  | c&d) Overheads & Contractors Profit |  | 18%
Cost of 10 m = a+b+c+d
Rate per m = (a+b+c+d)/10
18 |  | 2: Dismantling Kerb Stone Channels
Dismantling kerb stone channels by manual means and disposal of dismantled material with all lifts and upto a lead of 1000 m as per Technical Specification Clause 202 MORD / MORTH.
Unit = running m
Taking output = 10 m
a) labour
|  | Mate | day | -
|  | Mazdoor (Unskilled) | day | 0.24
b) Machinery
|  | Tractor with trolley 3t | hour | 0.3
|  | c&d) Overheads & Contractors Profit |  | 18%
Cost of 10 m = a+b+c+d
Rate per m = (a+b+c+d)/10
19 |  | 2: Dismantling Kilometre Stones
Dismantling of kilometre stones including cutting of earth, foundation and disposal of dismantled material with all lifts and lead upto 1000 m and backfilling of pit as per Technical Specification Clause 202 MORD / MORTH.
Unit = each
Taking output = 1 km stone
| A | 2: 5th km Stone
Quantity of cement concrete = 0.392 cum
a) labour
|  | Mate | day
|  | Mazdoor (Unskilled) | day | 0.78
b) Machinery
|  | Tractor with trolley 3t | hour | 0.15
|  | c&d) Overheads & Contractors Profit |  | 18%
Rate for one 5th km stone = a+b+c+d
| B | 2: Ordinary km Stones
Quantity of cement concrete = 0.269 cum
a) labour
|  | Mate | day | -
|  | Mazdoor (Unskilled) | day | 0.52
b) Machinery
|  | Tractor with trolley 3t | hour | 0.075
|  | c&d) Overheads & Contractors Profit |  | 18%
Rate for one ordinary km stone = a+b+c+d
| C | 2: 200 m Stones (Hecta Metre Stones)
Quantity of cement concrete = 0.048 cum
a) labour
|  | Mate | day | -
|  | Mazdoor (Unskilled) | day | 0.104
b) Machinery
|  | Tractor with trolley 3t | hour | 0.02
|  | c&d) Overheads & Contractors Profit |  | 18%
Rate for one 200 m stone = a+b+c+d
Note : Rate for boundary pillar will be same as that of 200 m stone
20 |  | 2: Dismantling of Fencing
Dismantling of barbed wire fencing / wire mesh fencing including posts, foundation concrete, backfilling of pit by manual means including disposal of dismantled material with all lifts and upto a lead of 1000 m, stacking serviceable material and unserviceable material separately as per Technical Specification Clause 202 MORD / MORTH.
Unit = running m
Taking output = 30 m
a) labour
|  | Mate | day | -
|  | Mazdoor (Unskilled) | day | 3.15
|  | Blacksmith | day | 0.75
b) Machinery
|  | Tractor with trolley 3t | hour | 0.15
|  | c&d) Overheads & Contractors Profit |  | 18%
Cost of 30 m = a+b+c+d
Rate per m = (a+b+c+d)/30
21 |  | 2: Dismantling of CI Water Pipe Line
Dismantling of CI water pipe line 600 mm dia including disposal with all lifts and lead upto 1000 m and stacking of serviceable material and unserviceable material separately under supervision of concerned department as per Technical Specification Clause 202 MORD / MORTH.
Unit = running m
Taking output = 10 m
a) labour
|  | Mate | day
|  | Mazdoor (Unskilled) | day | 2.09
|  | Plumber | day | 0.25
b) Machinery
|  | Tractor with trolley 3t | hour | 0.25
|  | Crane upto 8 t capacity | hour | 0.5
|  | c&d) Overheads & Contractors Profit |  | 18%
Cost for 10 m = a+b+c+d
Rate per m = (a+b+c+d)/10
Note : The rate analysis does not include any excavation in earth or dismantling of masonry works which are to be measured and paid separately.
22 |  | 2: Removal of Cement Concrete Pipe of Sewer Gutter
Removal of cement concrete pipe of sewer gutter 1500 mm dia under the supervision of concerned department including disposal with all lifts and upto a lead of 1000 m and stacking of serviceable and unserviceable material separately but excluding earth excavation and dismantling of masonry works as per Technical Specification Clause 202 MORD / MORTH.
Unit = running m
Taking output = 10 m
a) labour
|  | Mate | day | -
|  | Mazdoor (Unskilled) | day | 2.6
b) Machinery
|  | Crane upto 8 t capacity | hour | 0.3
|  | Truck flat body 10 t | hour | 1
|  | c&d) Overheads & Contractors Profit |  | 18%
Cost for 10 m = a+b+c+d
Rate per m = (a+b+c+d)/10
Note : The rate analysis does not include any excavation in earth or dismantling of masonry works which are to be measured and paid separately.
23 |  | 2: Removal of Telephone/Electric Poles and Lines
Removal of telephone/electric poles with wires including excavation and dismantling of foundation concrete and lines under the supervision of concerned department, disposal with all lifts and upto a lead of 1000 m and stacking the serviceable and unserviceable material separately as per Technical Specification Clause 202 MORD / MORTH.
Unit = each
Taking output = 30 Nos.
a) labour
|  | Mate | day | -
|  | Mazdoor (Unskilled) | day | 10.48
|  | Electrician / Lineman | day | 2
b) Machinery
|  | Tractor with trolley 3t | hour | 1.5
|  | c&d) Overheads & Contractors Profit |  | 18%
Cost for 30 poles = a+b+c+d
Rate per pole = (a+b+c+d)/30
General Note : The provision towards Mate is included in the provision towards unskilled Mazdoor.

## Chap-3
Andhra Pradesh Standard Data
I. Roads and Bridges
Chapter - 3
EARTHWORK, EROSION CONTROL AND DRAINAGE
S. No |  | Description | Unit | Quantity | Rate Rs. | Amount Rs. | Remarks
1 |  | 2 | 3 | 4 | 5 | 6 | 7
1 |  | 2: Preparation of Foundation for Embankment
Scarifying Existing Granular Surface to a Depth of 50 mm by Manual Means
| i | 2: Scarifying existing granular surface to a depth of 50 mm and disposal of scarified material with a lift upto 3 m and leads upto 1000 m as per Technical Specification Clause 301.4. MORD
Unit = sqm
Taking output = 100 sqm
a) Labour
|  | Mate | day | -
|  | Mazdoor (Unskilled) | day | 4.16
b) Machinery
|  | Tractor with trolley | hour | 1.5
|  | c&d) Overheads & Contractors Profit |  | 18%
Cost for 100 sqm = a+b+c+d
Rate per sqm = (a+b+c+d)/100
Note : In case material is to be reused at site, transportation cost catered above (Sub-item b) for disposal shall be deleted.
| ii | 2: Scarifying existing granular surface to a depth of 50 mm and disposal of scarified material with all lifts and leads upto 1000 m as per Technical Specification Clause 305.4.3 MORTH
Unit = sqm
Taking output = 100 sqm
a) Labour
|  | Mate | day | -
|  | Mazdoor (Unskilled) | day | 5.2
b) Machinery
|  | Tractor with trolley | hour | 1.67
|  | c&d) Overheads & Contractors Profit |  | 18%
Cost for 100 sqm = a+b+c+d
Rate per sqm = (a+b+c+d)/100
Note : In case material is to be reused at site, transportation cost catered above (Sub-item b) for disposal shall be deleted.
2 |  | 2: Preparation of Foundation for Embankment
| i | 2: Scarifying Existing Bituminous Surface to a Depth of 150 mm by Mechanical Means
Scarifying the existing bituminous road surface to a depth of 150 mm and disposal of scarified material with a lift upto 3 m and lead upto 1000 m as per Technical Specification Clause 301.4. MORD
Unit = sqm
Taking output = 100 sqm
a) Labour
|  | Mate | day | -
|  | Mazdoor (Unskilled) | day | 0.26
b) Machinery
|  | Tractor with ripper attachment @ 60 cum per hour | hour | 0.25
|  | Front end loader 1 cum bucket capacity @ 50 cum per hour | hour | 0.3
|  | Tipper 5.5 cum capacity, 4 trips per hour | hour | 0.68
|  | c&d) Overheads & Contractors Profit |  | 18%
Cost for 100 sqm = a+b+c+d
Rate per sqm = (a+b+c+d)/100
| ii | 2: Scarifying Existing Bituminous Surface to a Depth of 50 mm by Mechanical Means
Scarifying the existing bituminous road surface to a depth of 50 mm and disposal of scarified material with all lifts and lead upto 1000 m as per Technical Specification Clause 305.4.3 MORTH
Unit = sqm
Taking output = 100 sqm
a) Labour
|  | Mate | day | -
|  | Mazdoor (Unskilled) | day | 0.26
b) Machinery
|  | Tractor with ripper attachment @ 60 cum per hour | hour | 0.08
|  | Front end loader 1 cum bucket capacity @ 50 cum per hour | hour | 0.2
|  | Tipper 5.5 cum capacity, 4 trips per hour | hour | 0.23
|  | c&d) Overheads & Contractors Profit |  | 18%
Cost for 100 sqm = a+b+c+d
Rate per sqm = (a+b+c+d)/100
3 |  | 2: Construction of Embankment with Material Obtained from Roadway Cutting
Construction of embankment with approved materials deposited at site from roadway cutting and excavation from drain (not exceeding 0.6 m depth) and foundation of other structures graded and compacted to meet requirement of Tables 300.1 and 300.2 as per Technical Specification Clause 301.5 MORD / 305 MORTH
Unit = cum
Taking output = 100 cum
a) Labour
|  | Mate | day | -
|  | Mazdoor (Unskilled) | day | 0.52
b) Machinery
|  | Dozer D-50 for spreading @ 200 cum per hour | hour | 0.5
|  | Motor grader for grading @ 200 cum per hour | hour | 0.5
|  | Water tanker 6 kl capacity | hour | 2
|  | Three wheel 80-100 kN Static Roller (or) | hour | 1.25
|  | Vibratory Roller 80 - 100 kN @ 100 cum per hour | hour | 1
c) Material
|  | Water | kl | 12
|  | d&e) Overheads & Contractors Profit |  | 18%
Cost for 100 cum = a+b+c+d+e (3 Wheel Roller)
Rate per cum = (a+b+c+d+e)/100
Cost for 100 cum = a+b+c+d+e (Vibratory Roller)
Rate per cum = (a+b+c+d+e)/100
Note : In case the earth cutting is done by dozer and pushed for filling in the embankment, the input of dozer in the cost of embankment shall be deleted as the same is already provided in the cost of excavation. However, if the earth is dumped by tippers from roadway cutting, the input of dozer for spreading is required to be provided.
4 |  | 2: Construction of Embankment with Material Obtained from Borrow Pits
| i | 2: Construction of embankment with approved material obtained from borrow pits with all lifts, transporting to site, spreading, grading to required slope and compacting to meet requirement of Tables 300.1 and 300.2 with a lead upto 1000 m as per Technical Specification Clause 301.5 MORD / 305 MORTH
Unit = cum
Taking output = 100 cum
a) Labour
|  | Mate | day | -
|  | Mazdoor (Unskilled) | day | 1.04
b) Machinery
|  | Hydraulic Excavator 0.9 cum bucket capacity @ 60 cum per hour | hour | 1.67
|  | Tipper 5.5 cum with 10 t capacity | hour | 4.5
|  | Dozer D-50 for spreading @ 200 cum per hour | hour | 0.5
|  | Motor grader for grading @ 200 cum per hour | hour | 0.5
|  | Water tanker 6 kl capacity | hour | 2
|  | Three wheel 80-100 kN Static Roller @ 80 cum per hour | hour | 1.25
or
|  | Vibratory Roller 80 - 100 kN @ 100 cum per hour | hour | 1
c) Material
|  | Water | kl | 12
|  | Compensation for earth taken from private land | cum | 100
|  | d&e) Overheads & Contractors Profit |  | 18%
Cost for 100 cum = a+b+c+d+e (3 Wheel Roller)
Rate per cum = (a+b+c+d+e)/100
Cost for 100 cum = a+b+c+d+e (Vibratory Roller)
Rate per cum = (a+b+c+d+e)/100
Note : 1. Compensation for earth will vary from place to place and will have to be assessed realistically as per particular ground situation. In case earth is available from Govt. land, compensation for earth will not be required. The position is required to be clearly stated in the cost estimate.
2. Loading & Unloading shall not be allowed since excavation proposed with hydraulic excavator and unloading by tipping.
| ii | 2: Forming embankment with borrowed useful earth from outside road boundary by mechanical means with all leads and lifts including pre-watering of soil at borrow area, removal of top soil, excavation of soils at borrowed area, conveyance of soil, depositing the soils on the embankment, spreading soils, breaking clods, sectioning and consolidation with Vibratory Road Roller @ OMC to meet requirement of table 300-2 of MoRT&H, including all hire and operational charges of T&P and seigniorage charges, complete for finished item of work as per MoRT&H specification 305 (4th revision) - with a lead beyond 1000m. (Payment will be made based on level for finished item of work).
Unit = cum
Taking output = 10 cum
a) Labour
|  | Mate | day | -
|  | Mazdoor (Unskilled) | day | 0.104
b) Machinery
|  | Hydraulic Excavator 0.9 cum bucket capacity @ 60 cum/ hour | hour | 0.167
|  | Tipper 5.5 cum with 10 t capacity (L = Actual Lead) | t.km | 16 x L
|  | Dozer D-50 for spreading @ 200 cum per hour | hour | 0.05
|  | Motor grader for grading @ 100 cum per hour | hour | 0.1
|  | Water tanker 6 kl capacity | hour | 0.4
|  | Vibratory Roller 80 - 100 kN @ 100 cum per hour | hour | 0.1
c) Material
|  | Water | kl | 0.24
|  | Compensation for earth taken from private land | cum | 10
|  | d&e) Overheads & Contractors Profit |  | 18%
Cost for 10 cum = a+b+c+d+e
Rate per cum = (a+b+c+d+e)/10
Note : Compensation for earth will vary from place to place and will have to be assessed realistically as per particular ground situation. In case earth is available from Govt. land, compensation for earth will not be required. The position is required to be clearly stated in the cost estimate.
| iii | 2: Forming embankment with Side earth by mechanical means including pre-watering of soil, removal of top soil, excavation of soils, depositing the soils on the embankment, spreading soils, breaking clods, sectioning and consolidation with Vibratory Road Roller @ OMC to meet requirement of table 300-2 of MoRT&H, including all hire and operational charges of T&P and seigniorage charges, complete for finished item of work as per MoRT&H specification 305 (4th revision) (Payment will be made based on level for finished item of work).
Unit = cum
Taking output = 100 cum
a) Labour
|  | Mate | day | -
|  | Mazdoor (Unskilled) | day | 0.52
b) Machinery
|  | Hydraulic Excavator 0.9 cum bucket capacity @ 60 cum per hour | hr | 1.67
|  | Motor grader for grading @ 200 cum per hour | hour | 1
|  | Water tanker 6 kl capacity | hour | 4
|  | Vibratory Roller 80 - 100 kN | hour | 1
|  | C) Water | kl | 24
|  | d) Seigniorage Charge | cum | 100
Total
|  | e) Overheads & Contractors Profit |  | 18%
Cost for 100 cum = a+b+c+d+e
Rate per cum = (a+b+c+d+e)/100
Rate per cum
5 | i | 2: a) Excavation in Cutting in Soil by manual means with lead upto 50 m
Excavation for roadway in soil using manual means for carrying of cut earth to embankment site with initial lift of 3 mts and lead upto 50 m as per Technical Specification Clause 302.3 MORD
Unit = cum
Taking output = 120 cum
a) Labour
|  | Mate | day | -
|  | Mazdoor (Unskilled) | day | 46.8
|  | b&c) Overheads & Contractors Profit |  | 18%
Cost of 120 cum = a+b+c
Rate per cum = (a+b+c)/120
b) Excavation in Cutting in Soil by manual means with lead beyond 50 m & upto 1000 m
Excavation for roadway in soil using manual means for carrying of cut earth to embankment site with initial lift of 3 mts and lead beyond 50 m & upto 1000 m as per Technical Specification Clause 301 MORTH
Unit = cum
Taking output = 120 cum
a) Labour
|  | Mate | day | -
|  | Mazdoor (Unskilled) | day | 46.8
b) Machinery
|  | Truck 5.5 cum capacity | hour | 10
|  | c&d) Overheads & Contractors Profit |  | 18%
Cost of 120 cum = a+b+c+d
Rate per cum = (a+b+c+d)/120
Note : In case there is a situation where the cross-section is of cut and fill and cut earth is required to be used in embankment in the immediate vicinity, the item of carriage in the truck shall be omitted.
| ii | 2: Excavation in Soil with Dozer with lead upto 100m
Excavation for roadway in soil by mechanical means including cutting and pushing the earth to site of embankment upto a distance of 100 m, including trimming bottom and side slopes in accordance with requirements of lines, grades and cross-sections as per Technical Specification Clause 302.3 MORD / 301 MORTH.
Unit = cum
Taking output = 180 cum
a) Labour
|  | Mate | day | -
|  | Mazdoor (Unskilled) | day | 2.08
b) Machinery
|  | Dozer D-50 @ 50 cum per hour (cutting with pushing) | hour | 3.6
|  | c&d) Overheads & Contractors Profit |  | 18%
Cost for 180 cum = a+b+c+d
Rate per cum = (a+b+c+d)/180
| iii | 2: Excavation in Soil using Hydraulic Excavator and Tippers with disposal upto 1000 m
Excavation for roadwork in soil with hydraulic excavator of 0.9 cum bucket capacity including cutting and loading in tippers, trimming bottom and side slopes, in accordance with requirements of lines, grades and cross-sections, and transporting to the embankment location with all lifts and lead upto 1000 m as per Technical Specification Clause 302.3 MORD / 301 MORTH
Unit = cum
Taking output = 360 cum
a) Labour
|  | Mate | day | -
|  | Mazdoor (Unskilled) | day | 2.08
b) Machinery
|  | Hydraulic excavator 0.9 cum bucket capacity @ 100 cum/ hour | hour | 3.6
|  | Tipper 5.5 cum capacity, 4 trips per hour | hour | 15
|  | c&d) Overheads & Contractors Profit |  | 18%
Cost for 360 cum = a+b+c+d
Rate per cum = (a+b+c+d)/360
6 | 3.6 | 2: Excavation in Marshy Soil
| 302 | 2: Excavation for roadway in marshy soil with hydraulic excavator 0.9 cum bucket capacity including cutting and loading in tippers and disposal with all lifts and lead upto 1000 m, trimming of bottom and side slopes in accordance with requirements of lines, grades and cross- sections as per Technical Specification Clause 302.3.6 MORD / 301 MORTH
Unit = cum
Taking output = 300 cum
a) Labour
|  | Mate | day | -
|  | Mazdoor (Unskilled) | day | 2.08
b) Machinery
|  | Hydraulic excavator 0.90 cum bucket capacity @ 50 cum per hour | hour | 6
|  | Tipper 5.5 cum capacity, 4 trips per hour. | hour | 12.5
|  | c&d) Overheads & Contractors Profit |  | 18%
Cost for 300 cum = a+b+c+d
Rate per cum = (a+b+c+d)/300
7 |  | 2: Removal of Unsuitable / Unserviceable Soil with Disposal upto 1000 m
Removal of unsuitable / Unserviceable soil including excavation, loading and disposal upto 1000 m lead but excluding compaction ground supporting embankment subgrade replacement by suitable soil, which shall be paid separately as per Clause 303.5.2 as per Technical Specification Clause 302.3.11 MORD / 301 MORTH
Unit = cum
Taking output = 360 cum
a) Labour
|  | Mate | day | -
|  | Mazdoor (Unskilled) | day | 2.08
b) Machinery
|  | Excavator 0.90 cum bucket capacity @ 100 cum per hour | hour | 3.6
|  | Tipper 5.5 cum capacity, 4 trips per hour | hour | 15
|  | c&d) Overheads & Contractors Profit |  | 18%
Cost for 360 cum = a+b+c+d
Rate per cum = (a+b+c+d)/360
Note : This item does not include replacement of unsuitable soil by suitable soil. Replacement, where required, is to be provided and paid separately under Clause 303.5.2.
8 | i | 2: Excavation in ordinary Rock by manual means
| a | 2: Excavation in ordinary rock using manual means including loading in a truck and carrying of excavated material to embankment site with initial lift of 3 mts and lead upto 50 m as per Technical Specification Clause 302.3.5 MORD / 301 MORTH
Unit = cum
Taking output = 120 cum
a) Labour
|  | Mate | day | -
|  | Mazdoor (Unskilled) | day | 72.8
|  | b&c) Overheads & Contractors Profit |  | 18%
Cost for 120 cum = a+b+c
Rate per cum = (a+b+c)/120
| b | 2: Excavation in ordinary rock using manual means including loading in a truck and carrying of excavated material to embankment site with initial lift of 3 mts and lead beyond 50 m & upto 1000 m as per Technical Specification Clause 301 MORTH
Unit = cum
Taking output = 120 cum
a) Labour
|  | Mate | day | -
|  | Mazdoor (Unskilled) | day | 72.8
b) Machinery
|  | Truck 5.5 cum capacity | hour | 10
|  | c&d) Overheads & Contractors Profit |  | 18%
Cost for 120 cum = a+b+c+d
Rate per cum = (a+b+c+d)/120
| c | 2: Earthwork excavation for road way in soil by mechanical means including cutting and pushing the earth to side of embankment upto a lead of 100 metres including trimming bottom and side slopes in accordance with requirements of lines, grades and cross sections etc., complete for finished item of work for trench cutting as per MOR&H specification No.301 and as directed by the Engineer-in-Charge
Unit = 1 cum
Taking output = 180 cum
a) Labour
|  | Mate | day | -
|  | Mazdoor (Unskilled) | day | 2.08
b) Machinery
|  | Hydraulic Excavator 0.9 cum bucket capacity @ 60 cum per hour | hour | 3
|  | c) Seigniorage Charges | cum | 180
|  | d) Overheads & Contractors Profit |  | 18%
Cost for 180 cum = a+b+c+d
Rate per cum a+b+c+d / 180
| ii | 2: Excavation in Ordinary Rock with Dozer with lead upto 100m
Excavation for roadway in ordinary rock by deploying a dozer D-50 including cutting and pushing the cut earth to site of embankment upto a distance of 100 m (average lead 50 m), trimming bottom and side slopes in accordance with the requirements of lines, grades and cross-sections with lift upto 3 m as per Technical Specification Clause 301 MORTH / 302 MORD.
Unit = cum
Taking output = 108 cum
a) Labour
|  | Mate | day | -
|  | Mazdoor (Unskilled) | day | 3.12
b) Machinery
|  | Dozer D-50 @ 50% of 100 cum per hour | hour | 2.16
|  | c&d) Overheads & Contractors Profit |  | 18%
Cost for 108 cum = a+b+c+d
Rate per cum = (a+b+c+d)/108
| iii | 2: Excavation in Ordinary Rock using Hydraulic Excavator and Tippers with disposal lead beyond 100 m & upto 1000 m
Excavation for roadway in ordinary rock with hydraulic excavator of 0.9 cum bucket capacity including cutting and loading in tippers, transporting to embankment site with all lifts and lead beyond 100 m & upto 1000 m, trimming bottom and side slopes in accordance with requirements of lines, grades and cross-sections as per Technical Specification Clause 302.3.5 MORD / 301 MORTH
Unit = cum
Taking output = 240 cum
a) Labour
|  | Mate | day | -
|  | Mazdoor (Unskilled) | day | 2.08
b) Machinery
|  | Hydraulic Excavator 0.90 cum bucket capacity @ 40 cum / hour | hour | 6
|  | Tipper 5.5 cum capacity, 4 trips per hour. | hour | 11
|  | c&d) Overheads & Contractors Profit |  | 18%
Cost for 240 cum = a+b+c+d
Rate per cum = (a+b+c+d)/240
| iv | 2: Earthwork excavation for road way in soil by mechanical means including cutting and loading in tippers trimming bottom and side slopes in accordance with requirements of lines, grades and cross sections and transporting to the embankment location or disposal of unserviceable soil with all leads and lifts etc., complete for finished item of work for trench cutting as per MORT&H specification No.301 and as directed by the Engineer-in-Charge
Unit = 1 cum
Taking output = 360 cum
a) Labour
|  | Mate | day | -
|  | Mazdoor (Unskilled) | day | 2.08
b) Machinery
|  | Hydraulic Excavator 0.9 cum bucket capacity @ 60 cum per hour | hour | 6
|  | Tipper 5.5 cum capacity, 4 trips per hour | hour | 16
|  | c) Seigniorage Charges | cum
|  | d) Overheads & Contractors Profit |  | 18%
Cost for 360 cum = a+b+c+d
Rate per cum a+b+c+d / 360 (OR)
9 | i | 2: Excavation in Hard Rock (requiring blasting) with disposal upto 1000 m
Excavation for roadway in hard rock (requiring blasting) by drilling, blasting and breaking, trimming of bottom and side slopes in accordance with requirements of lines, grades and cross-sections, loading and disposal of cut rock with all lifts and leads upto 1000 m as per Technical Specification Clause 302.3.5 MORD / 301 MORTH
Unit = cum
Taking output = 180 cum
a) Labour
|  | Mate | day | -
|  | Mazdoor (Unskilled) | day | 3.22
|  | Driller | day | 2
|  | Blaster | day | 0.25
b) Machinery
|  | Dozer D-50 @ 30 cum per hour | hour | 6
|  | Air compressor, 210 cfm with 2 jack hammers | hour | 6
|  | Front end loader 1 cum bucket capacity @ 30 cum / hour | hour | 6
|  | Tipper 5.5 cum capacity, 2 trips per hour | hour | 16
c) Materials
|  | Gelatine 80 per cent | kg | 70
|  | Electric Detonators @ 1 detonator for 2 gelatine sticks of 285 gm each | each | 252
|  | Credit for excavated rock found suitable for use @ 50 per cent quantity blasted | cum | 90
|  | d&e) Overheads & Contractors Profit |  | 18%
Cost for 180 cum = a+b+c+d+e
Rate per cum = (a+b+c+d+e)/180
Note : 1. The quality and availability of rock shall be checked before affording credit.
2. In case some rock is issued to the contractor at site, the item of carriage shall be reduced/restricted to that extent.
3. Credit for useful material received as per site conditions shall be taken into account. This has been assumed to be 50 per cent for the purpose of analysis.
| ii | 2: Excavation in Hard Rock (blasting prohibited)
Excavation for roadway in hard rock (blasting prohibited) with rock breakers including breaking rock, loading in tippers and disposal with initial lift of 3 mts and lead upto 1000 metres, trimming bottom and side slopes in accordance with requirements of lines, grades and cross- sections as per Technical Specification Clause 302.3.5 MORD / 301 MORTH
(A) Manual Means
Unit = cum
Taking output = 16 cum
a) Labour
|  | Mate | day | -
|  | Mazdoor (Unskilled) | day | 17.64
|  | Chiseller (Hammer Man) | day | 24
|  | Blacksmith | day | 1
b) Machinery
|  | Tipper 5.5 cum capacity, 1 trip per hour | hour | 2.9
|  | Credit for excavated rock found suitable for use @ 50 per cent of excavated quantity | cum | 8
|  | c&d) Overheads & Contractors Profit |  | 18%
Cost for 16 cum = a+b+c+d
Rate per cum = (a+b+c+d)/16
Note : 1. Credit is considered for 50 per cent of quantity of work.
2. Loading for disposal will be done manually, being small quantity.
3. In case some rock is issued to contractor at site, the item of carriage shall be omitted to the extent of quantity issued to the Contractor.
(B) Mechanical Means (with all lifts)
Unit = cum
Taking output = 36 cum
a) Labour
|  | Mate | day | -
|  | Mazdoor (Unskilled) | day | 10.4
b) Machinery
|  | Hydraulic excavator 0.9 cum with rock breaker attachment @ 6 cum per hour | hour | 6
|  | Tipper 5.5 cum capacity tipper, 1 trip per hour | hour | 6.5
|  | Credit for excavated rock found suitable for use @ 50 per cent of excavated quantity | cum | 18
|  | c&d) Overheads & Contractors Profit |  | 18%
Cost for 36 cum = a+b+c+d
Rate per cum = (a+b+c+d)/36
Note : 1. The quality and availability of rock shall be checked before affording credit.
2. In case some rock is issued to the contractor at site, the item of carriage shall be restricted/reduced to that extent.
3. Being small quantity, manual loading will be economical in this case and has been provided accordingly.
| iii | 2: Excavation in Hard Rock (controlled blasting) with disposal upto 1000 m
Excavation for roadway in hard rock with controlled blasting by drilling, blasting and breaking, trimming of bottom and side slopes in accordance with requirements of lines, grades and cross-sections, loading and disposal of cut rock with all lifts and leads upto 1000 m as per Technical Specification Clause 302.3.5 MORD / 301 MORTH
Unit = cum
Taking output = 180 cum
a) Labour
|  | Mate | day | -
|  | Mazdoor (Unskilled) | day | 3.22
|  | Driller | day | 2
|  | Blaster | day | 0.5
b) Machinery
|  | Dozer D-50 @ 30 cum per hour | hour | 6
|  | Air compressor, 210 cfm with 2 jack hammers | hour | 6
|  | Front end loader 1 cum bucket capacity | hour | 6
|  | Tipper 5.5 cum capacity, 4 trips per hour | hour | 8.2
c) Materials
|  | Gelatine 80 per cent | kg | 70
|  | Electric detonators @ 1 detonator for 2 gelatine stick of 285 gm each | each | 1008
|  | Credit for excavated rock found suitable for use @ 50 per cent quantity blasted | cum | 90
|  | d&e) Overheads & Contractors Profit |  | 18%
Cost for 180 cum =a+b+c+d+e
Rate per cum = (a+b+c+d+e)/180
Note : 1. Credit is considered for 50 per cent of quantity of blasted rock, if found suitable for construction.
2. In case some rock is issued to the Contractor at site, the item of carriage shall be reduced to that extent.
10 | a | 2: Extra for every additional lift of 1.5 m or part thereof over initial lift of 3 m in all kinds of soils & rock, when executed manually
For every additional lift of 1.5 m
Unit 40 cum
Labour
|  | Mazdoor (Unskilled) | day | 1
|  | Overheads & Contractors Profit |  | 18%
Cost for 40 cum
Rate per 1 cum
| b | 2: Extra for every additional lead of 50 m or part thereof over initial lead of 50 m in all kinds of soils & rock, when executed manually
For every additional lead of 50 m
Unit 7 cum
Labour
|  | Mazdoor (Unskilled) | day | 1
|  | Overheads & Contractors Profit |  | 18%
Cost for 7 cum
Rate per 1 cum
Note : Head Leads limited to 150 m. Beyond 150 m only conveyance by machinery
11 |  | 2: Stripping, Storing and Relaying Top Soil from Right-of-Way (R.O.W)
Stripping, storing and preservation of top soil by keeping it damp in stock piles and keep wet till it is used by road side at 15 m internal and re-application on embankment slopes, cut slopes and other areas in localities where the available embankment material is not conducive to plant growth as per Technical Specification Clause 302.3.2 MORD / 305 MORTH
Unit = cum
Taking output = 10 cum
a) Labour
|  | Mate | day | -
|  | Mazdoor (Unskilled) | day | 5.2
b) Machinery
|  | Dozer D-50 @ 100 cum per hour | hour | 0.1
|  | c&d) Overheads & Contractors Profit |  | 18%
Cost for 10 cum = (a+b+c+d)
Rate per cum = (a+b+c+d)/10
12 |  | 2: Stripping, Storing and Relaying Top Soil from Borrow Areas in Agricultural Fields
Stripping of top soil from borrow areas located in agriculture fields, storing at a suitable place, spreading and relaying after taking the borrow earth to maintain fertility of the agricultural field, finishing it to the required levels to the satisfaction of the farmer/land owner as per Technical Specification Clause 302.3.2 MORD / 305 MORTH
Unit = cum
Taking output = 300 cum
a) Labour
|  | Mate | day | -
|  | Mazdoor (Unskilled) | day | 2.08
b) Machinery
|  | Dozer D-50 with 100 cum per hour output (Initially stacking and relaying) | hour | 6
|  | c&d) Overheads & Contractors Profit |  | 18%
Cost for 300 cum = a+b+c+d
Rate per cum = (a+b+c+d)/300
13 |  | 2: Turfing with Sods
Furnishing and laying of the live sods of perennial turf forming grass on embankment slope, verges or other locations shown on the drawing or as directed by the Engineer including preparation of ground, fetching of sods and watering as per Technical Specification Clause 309 MORD / 307 MORTH.
Unit = sqm
Talking output = 100 sqm
a) Labour
|  | Mate | day | -
|  | Mazdoor (Unskilled) | day | 3.12
b) Machinery
|  | Water tanker including watering for 3 months | hour | 2
|  | Tractor with Trolley | hour | 1
c) Material
|  | Farmyard manure @ 0.18 cum per 100 sqm at site of work | cum | 0.18
|  | Water | kl | 12
|  | d&e) Overheads & Contractors Profit |  | 18%
Cost for 100 sqm = a+b+c+d+e
Rate per sqm = (a+b+c+d+e)/100
14 |  | 2: Seeding and Mulching
Preparation of seed bed on previously laid top soil, furnishing and placing of seeds, fertilizer, mulching material, applying bituminous emulsion @ 0.23 litre per sqm and laying and fixing jute netting, including watering for 3 months all as per Technical Specification Clause 310 MORD / 308 MORTH.
Unit = sqm
Taking output = 240 sqm
a) Labour
|  | Mate | day | -
|  | Mazdoor (Unskilled) | day | 10.4
b) Machinery
|  | Water tanker 6 kl capacity including watering for 3 months | hour | 14
|  | Tractor with Trolley | hour | 2.4
c) Material
|  | Seeds | kg | 3.6
|  | Sludge/Farmyard manure @ 0.18 cum per 100 sqm | cum | 0.43
|  | Bitumen Emulsion | litere | 55.2
|  | Jute netting, open weave, 25 mm square opening | sqm | 264
|  | Water for 3 months | kl | 84
|  | d&e) Overheads & Contractors Profit |  | 18%
Cost for 240 sqm = a+b+c+d+e
Rate per sqm = (a+b+c+d+e)/240
15 |  | 2: Construction of Subgrade and Earthen Shoulders
Construction of subgrade and earthen shoulders with approved material obtained from borrow pits with all lifts and leads, transporting to site, spreading, grading to required slope and compacted to meet requirement of Table 300.2 with lead upto 1000 m as per Technical Specification Clause 303 MORD / 305 MORTH, by using machinery.
Unit = cum
Taking output = 100 cum
a) Labour
|  | Mate | day | -
|  | Mazdoor (Unskilled) | day | 1.04
b) Machinery
|  | Hydraulic excavator 0.9 cum bucket capacity @ 100 cum/hour | hour | 1
|  | Tipper 5.5 cum capacity, 4 trips per hour | hour | 4.5
|  | Add rate for loading as per item 1.1 (ii) | cum | 100
|  | Add rate for unloading as per item 1.1 (iv) | cum | 100
|  | Dozer D-50 for spreading @ 200 cum per hour | hour | 0.5
|  | Motor grader for grading @ 200 cum per hour | hour | 0.5
|  | Water tanker with 6 kl capacity | hour | 2
|  | Three wheel 80-100 kN Static Roller @ 70 cum per hour | hour | 1.43
OR
|  | Vibratory road roller 8-10 tonnes @ 80 cum per hour | hour | 1.25
c) Material
|  | Water | kl | 12
|  | Compensation for earth taken from private land | cum | 100
|  | d&e) Overheads & Contractors Profit |  | 18%
Cost for 100 cum = a+b+c+d+e (3 Wheel Roller)
Rate per cum = (a+b+c+d+e)/100
Cost for 100 cum = a+b+c+d+e (Vibratory Roller)
Rate per cum = (a+b+c+d+e)/100
16 |  | 2: Compacting Original Ground
| i | 2: Compacting original ground supporting embankment
Loosening, Leveling and Compacting original ground supporting embankment to facilitate placement of first layer of embankment, scarified to a depth of 150 mm, mixed with water at OMC and then compacted by rolling so as to achieve minimum dry density as given in Tables 300.1 and 300.2 for embankment construction as per Technical Specification Clause 301.4.1 MORD / 305 MORTH.
Unit = cum
Taking output = 600 cum
a) Labour
|  | Mate | day | -
|  | Mazdoor (Unskilled) | day | 2.08
b) Machinery
|  | Tractor with ripper attachment | hour | 6
|  | Three wheel 80-100 kN Static Roller | hour | 7.5
OR
|  | Vibratory road roller 8-10 tonnes @ 80 cum per hour | hour | 7.5
|  | Water tanker 6 kl capacity | hour | 4
c) Material
|  | Water | kl | 24
|  | d&e) Overheads & Contractors Profit |  | 18%
Cost for 600 cum = a+b+c+d+e (3 Wheel Roller)
Rate per cum = (a+b+c+d+e)/600
Cost for 600 cum = a+b+c+d+e (Vibratory Roller)
Rate per cum = (a+b+c+d+e)/600
| ii | 2: Compacting original ground supporting subgrade
Loosening of the ground upto a level of 300 mm below the subgrade level, watered, graded and compacted in layers to meet requirement of Tables 300.1 and 300.2 for subgrade construction as per Technical Specification Clause 303.5.2 MORD / 305 MORTH.
Unit = cum
Taking output = 600 cum
a) Labour
|  | Mate | day | -
|  | Mazdoor (Unskilled) | day | 3.12
b) Machinery
|  | Tractor with ripper attachment | hour | 9
|  | Motor grader for grading | hour | 6
|  | Water tanker 6 kl capacity | hour | 4
|  | Three wheel 80-100 kN Static Roller @70 cum per hour | hour | 8.6
OR
|  | Vibratory road roller 8-10 tonnes @ 80 cum per hour | hour | 7.5
c) Material
|  | Water | kl | 24
|  | d&e) Overheads & Contractors Profit |  | 18%
Cost for 600 cum = a+b+c+d+e (3 Wheel Roller)
Rate per cum = (a+b+c+d+e)/600
Cost for 600 cum = a+b+c+d+e (Vibratory Roller)
Rate per cum = (a+b+c+d+e)/600
17 |  | 2: Repairs of damages caused by rain/spillage of water
Preparation and surface treatment of formation by removing mud and slurry, watering to the extent needed to maintain the desired moisture content, trimming to the required line, grade, profile and rolling with three wheel 80-100 kN static roller, complete as per Technical Specification Clause 301.5.5.1 MORD
Unit = sqm
Taking output = 3500 sqm
a) Labour
|  | Mate | day | -
|  | Mazdoor (Unskilled) | day | 6.28
|  | Mazdoor skilled | day | 1
b) Machinery
|  | Three wheel static roller 80-100 kN | hour | 3
|  | Water tanker 6 kl, one trip per hour | hour | 2
c) Material
|  | Water | kl | 12
|  | d&e) Overheads & Contractors Profit |  | 18%
Cost for 3500 sqm = a+b+c+d+e
Rate per sqm = (a+b+c+d+e)/3500
18 |  | 2: Presplitting Rock Excavation Slopes
Carrying out excavation in hard rock to achieve a specified slope of the rock face by controlled use of explosives and blasting accessories in properly aligned and spaced drill holes, collection of the excavated rock by a D-50 dozer, loading in tipper by a front end loader and disposing of the material with all lifts and lead upto 1000 m as per Technical Specification Clause 304.3 MORD / 303 MORTH
Unit = sqm
Taking output = 400 sqm (120 cum considering 300 mm average depth of excavation over the existing rock face)
a) Labour
|  | Mate | day | -
|  | Mazdoor (Unskilled) | day | 15.6
b) Machinery
|  | Air compressor 250/210 cfm with 2 leads @ 20 cum per hour | hour | 6
|  | Dozer D-50 | hour | 6
|  | Front end loader 1 cum bucket capacity | hour | 6
|  | Tipper 5.5 cum capacity 2 trip per hour | hour | 11
c) Material
|  | Gelatine 80 per cent | kg | 42
|  | Electric detonators @ 1 detonator for 2 gelatine sticks of 285 gm each | each | 672
|  | d&e) Overheads & Contractors Profit |  | 18%
Cost for 400 sqm = a+b+c+d+e
Rate per sqm = (a+b+c+d+e)/400
Note : In case blasted rock is issued to the Contractor against payment for construction work, the cost of carriage shall be reduced to that extent.
19 |  | 2: Construction of Embankment with Flyash/Pond ash available from Coal or Lignite Burning Thermal Plants as Waste Material
Construction of embankment with flyash conforming to Table 1 of IRC:SP:58 obtained from coal or lignite burning thermal power stations as waste material, spread and compacted in layer of 200 mm thickness each at OMC, all as specified in IRC:SP:58 and as per approved plans with lead upto 1000 m as per Technical Specification Clause 306 MORD
Unit = cum
Taking output = 360 cum
a) Labour
|  | Mate | day | -
|  | Mazdoor (Unskilled) | day | 4.16
b) Machinery
|  | Hydraulic excavator 0.9 cum bucket capacity @ 60 cum/ hour | hour | 6
|  | Tipper 5.5 cum capacity, flyash 360 x 1.2 = 432 t | hour | 16
|  | Loading as per item 1.1 (ii) | cum | 360
|  | Unloading as per item 1.1 (iv) | cum | 360
|  | Dozer D-50 for spreading @ 200 cum per hour | hour | 1.8
|  | Motor grader for grading @ 100/200 cum per hour | hour | 1.8
|  | Water tanker 6 kl capacity | hour | 9
|  | Three wheel 80-100 kN Static Roller | hour | 4.5
OR
|  | Vibratory road roller 8-10 tonnes @ 100 cum per hour | hour | 3.6
c) Material
|  | Water | kl | 54
|  | d&e) Overheads & Contractors Profit |  | 18%
Cost for 360 cum = a+b+c+d+e (Vibratory Roller)
Rate per cum = (a+b+c+d+e)/360
Cost for 360 cum = a+b+c+d+e (Smooth Roller)
Rate per cum = (a+b+c+d+e)/360
Note : 1. As flyash is available free of cost as waste material from Thermal Plants, cost of material has not been added.
2. If transportation of Flyash beyond 1000 m, conveyance may be allowed as per Chapter 1.
3. The earthcover on sides and intermediate layers of earth sandwiching the flyash have not been included in this analysis. The same are required to be provided as per approved design and priced separately as embankment construction.
20 | i | 2: Surface Drains in Soil
Construction of unlined surface drains of average cross-sectional area 0.40 sqm in soil to specified lines, grades, levels and dimensions. Excavated material to be used in embankment with a lift upto 3m and lead of 50 m (average lead 25 m) as per Technical Specification Clause 307 MORD / 309 MORTH
Unit = m
Taking output = 10 m
(A) Manual Means
a) Labour
|  | Mate | day | -
|  | Mazdoor (Unskilled) | day | 2.08
|  | b&c) Overheads & Contractors Profit |  | 18%
Cost for 10 m = a+b+c
Rate per m = (a+b+c)/10
Note : Where lining of drain is provided, quantity shall be worked out based on approved design and drawing and priced on rate of cement concrete of approved grade or stone/brick masonry as the case may be.
(B) Mechanical Means
a) Labour
|  | Mate | day
|  | Mazdoor (Unskilled) | day | 0.26
b) Machinery
|  | Hydraulic excavator 0.9 cum bucket capacity @ 100 cum/hour | hour | 0.04
|  | c&d) Overheads & Contractors Profit |  | 18%
Cost for 10 m = a+b+c+d
Rate per m = (a+b+c+d)/10
| ii | 2: Surface Drains in Ordinary Rock
Construction of unlined surface drain of average cross-sectional area 0.4 sqm in ordinary rock to specified lines, grades, levels and dimensions as per approved design and Technical Specification Clause 307MORD / 309 MORTH. Excavated material to be used in embankment at site.
Unit = m
Taking output = 10 m
(A) Manual Means
a) Labour
|  | Mate | day | -
|  | Mazdoor (Unskilled) | day | 3.12
|  | b&c) Overheads & Contractors Profit |  | 18%
Cost for 10 m = a+b+c
Rate per m = (a+b+c)/10
(B) Mechanical Means
a) Labour
|  | Mate | day | -
|  | Mazdoor (Unskilled) | day | 0.52
b) Machinery
|  | Hydraulic excavator 0.9 cum bucket capacity @ 40 cum /hour | hour | 0.1
|  | c&d) Overheads & Contractors Profit |  | 18%
Cost for 10 m = a+b+c+d
Rate per m = (a+b+c+d)/10
(iii) Surface Drains in Hard Rock
Rate per m may be worked out based on quantity of hard rock as per design.
For rate of hard rock cutting, refer relevant item in this Chapter
21 |  | 2: Chute Drains
| A | 2: Providing chute drains across embankment slopes in approaches of bridges and on horizontal curves as per drawings as per Specification 307 MORD.
Unit = 1 m
(a) Earthwork in excavation for foundations of structures as per drawings and technical specifications Clause 307 including setting out construction of shoring and bracing deleterious matter, dressings of sides and bottom and backfilling with approved material (By manual means).
|  | Rate as per item No.1 of Chapter 11. | cum
(b) Providing and laying plain cement concrete M15 grade.
|  | Rate as per item No.5 of Chapter 12. | cum
(c) Brick Masonry in cement mortar 1:5.
|  | Rate as per item No. 1 (III) of Chapter 12. | cum
(d) Plastering with cement mortar 1:4.
|  | Rate as per item No. 3 (A) of Chapter 12. | sqm
(e) Providing P.C.C. M.20 coping on the top of chute walls.
|  | As per item No. 13 of Chapter 12. | m
Rate per m = a+b+c+d+e
| B | 2: Providing chute drains across embankment slopes in approaches of bridges and on horizontal curves as per drawings as per Specification 307 MORD.
Unit = 1 m
(a) Earthwork in excavation for foundations of structures as per drawings and technical specifications Clause 307 including setting out construction of shoring and bracing deleterious matter, dressings of sides and bottom and backfilling with approved material (By manual means).
|  | Rate as per item No. 1 of Chapter 11. | cum
(b) Providing and laying plain cement concrete M15 grade.
|  | Rate as per item No.5 of Chapter 12. | cum
(c) Coursed rubble stone masonry (2nd Sort) in cement mortar 1:4
|  | Rate as per item No. 4 (II) (ii) of Chapter 12. | cum
(d) Plastering with cement mortar 1:4.
|  | Rate as per item No. 3 (A) of Chapter 12. | sqm
(e) Providing P.C.C. M.20 coping on the top of chute walls.
|  | As per item No. 13 of Chapter 12. | m
Rate per m = a+b+c+d+e
Note : Quantities are to be taken as per the designs and drawings.
22 |  | 2: Sub – Surface drains with Perforated Pipe
Construction of subsurface drain with perforated pipe of 100 mm internal diameter of metal / asbestos cement / cement concrete / PVC, closely jointed, perforations ranging from 3 mm to 6 mm depending upon size of material surrounding the pipe, with 150 mm bedding below the pipe and 300 mm cushion above the pipe, cross section of excavation 450 x 550 mm. Excavated material to be utilized in roadway at site as per Specification 309 MORTH
Unit = m
Taking output = 10 m
a) Labour
|  | Mate | day | -
|  | Mazdoor for excavation and back filling | day | 2.04
c) Material
|  | Perforated pipe of cement concrete, internal dia 100mm | m | 10
|  | Crushed stone as per table 300-3 | cum | 2.4
|  | d&e) Overheads & Contractors Profit |  | 18%
Cost for 10 m = a+b+c+d+e
Rate per m = (a+b+c+d+e) /10
Note : Type of pipe may be modified depending upon provision in design.
23 |  | 2: Aggregate Sub-Surface Drains
Construction of aggregate sub surface drain 300 mm x 450 mm with aggregates conforming to table 300-4, excavated material to be utilised in roadway as per Specification 309 MORTH
Unit = metre
Taking output = 10 metres
a) Labour
|  | Mate | day | -
|  | Mazdoor for excavation and back filling with aggregates | day | 1.52
b) Material
|  | Crushed stone as per table 300-3 MORTH | cum | 1.35
|  | c&d) Overheads & Contractors Profit |  | 18%
Cost for 10 metres = a+b+c+d
Rate per metre = (a+b+c+d)/10
Note : Provide suitable grading as per table 300-3 MORTH, keeping classification of soils met.
24 |  | 2: Underground Drain at Edge of Pavement
Construction of an underground drain 1 m x 1 m (inside dimensions) lined with RCC-20 cm thick and covered with RCC slab10 cm in thickness on urban roads as per Specification 309 MORTH.
Unit = Running metre
Taking output = one metre
|  | a) Earthwork in soil | cum | 1.5
|  | b) RCC work M-20 | cum | 0.495
Rate per metre = (a+b)
Rates for these items may be taken from chapters on earth work and substructures respectively.
25 |  | 2: Preparation and Surface Treatment of Formation.
Preparation and surface treatment of formation by removing mud and slurry, watering to the extent needed to maintain the desired moisture content, trimming to the required line, grade, profile and rolling with 8-10 tonne smooth wheeled roller, complete as per clause 310 MORTH
Unit = sqm
Taking output = 3500sqm
a) Labour
|  | Mate | day | -
|  | Mazdoor | day | 6.28
|  | Mazdoor skilled | day | 1
b) Machinery
|  | Smooth 3 wheeled steel roller 8-10 tonnes | hour | 3
|  | Water tanker 6 KL, one trip per hour | hour | 3
c) Material
|  | Cost of water | KL | 18
|  | d&e) Overheads & Contractors Profit |  | 18%
Cost for 3500 sqm = a+b+c+d+e
Rate per sqm = (a+b+c+d+e)/3500
24 |  | 2: Construction of Rock fill Embankment
Construction of rock fill embankment with broken hard rock fragments of size not exceeding 300 mm laid in layers not exceeding 500 mm thick including filling of surface voids with stone spalls, blinding top layer with granular material, rolled with vibratory road roller, all complete as per clause 313 MORTH.
Unit = cum
Taking output = 100 cum
a) Labour
|  | Mate | day | -
|  | Mazdoor for excavation and back filling | day | 1.54
b) Machinery
|  | Dozer 80 HP for spreading @ 200 cum per hour | Hour | 0.5
|  | Vibratory road roller 8-10 tonnes @ 100 cum per hour | Hour | 1
|  | Water tanker 6 kl, one trip per hour | Hour | 2
c) Material
|  | Cost of Water | Kl | 12
|  | c&d) Overheads & Contractors Profit |  | 18%
Cost for 100 cum = a+b+c+d
Rate per cum = (a+b+c+d) / 100
Note : It is assumed that rock is available at site from roadway cutting. In case, portion of the rock requires breaking to acceptable size of 300 mm, breaking charges will have to be added.
General Note : The provisions towards Mate is included in the provision towards unskilled Mazdoor.
27 |  | 2: Work in Urban Roads
The cost of earth work in urban roads inhabited area will be comparatively higher due to following reasons:
| a) | 2: There is mixed traffic on urban roads like slow moving hand and animal driven carts, rickshaws, cycles, two/ three wheeler apart from the usual vehicular traffic resulting into traffic jams. This causes loss of working time which may be in the range of 10 -15 per cent
| b) | 2: There is considerable disruption of traffic adversely affecting the efficiency of the working parties including machines due to congestion caused by pedestrian traffic, local road side venders, parking of vehicles by the road side, encroachments by the shopkeepers and local shops who make use of the berms of the road in front of these shops and unauthorised conversion of road berms into mini local market The output of manpower and machines is substantially reduced due to factors mentioned above.
| c) | 2: Cost of living in urban areas is comparatively more resulting into higher wages.
| d) | 2: At times, work is executed during night time due to heavy traffic during day time. This involves extra expenditure by way of making arrangement for lighting and special transport for working parties due to odd hour
In the light of above, the authorities engaged in preparing the cost estimates may exercise their judgment and cater for the additional cost to the extent of 2 to 3 per cent, keeping in view the severity of factors mentioned above. Supporting details for the extra cost based on the actual conditions in specific cases will have to give in justification.

## Chap-4
Andhra Pradesh Standard Data
I. Roads and Bridges
Chapter - 4
GRANULAR SUB-BASES, BASES (NON-BITUMINOUS) AND SHOULDERS
S. No |  | Description | Unit | Quantity | Rate Rs. | Amount Rs. | Remarks
1 |  | 2 | 3 | 4 | 5 | 6 | 7
1 |  | 2: Granular Sub-base with Well Graded Material / Close Graded Material (Table 400.1)
| A | 2: By Mix in Place Method
Construction of granular sub-base by providing well graded material / Close graded material, spreading in uniform layers with motor grader on prepared surface, mixing by mix in place method with rotavator at OMC, and compacting with smooth wheel roller 80-100 kN / Vibratory Roller to achieve the desired density, complete as per Technical Specification Clause 401 MORD / MORTH.
| i | 2: For Grading I Material (CBR Value minimum 30)
Unit = cum
Taking output = 300 cum
a) Labour
|  | Mate | day | -
|  | Mazdoor (Skilled) | day | 2.48
|  | Mazdoor (Unskilled) | day | 10
b) Machinery
|  | Motor Grader 110 HP @ 50 cum per hour | hour | 6
|  | Three wheel 80-100 kN static roller @ 10 cum per hour | hour | 30
OR
|  | vibratory roller 80-100 kN | hour | 6
|  | Tractor with Rotavator 25 cum per hour | hour | 12
|  | Water tanker 6 kl capacity | hour | 3
c) Material
Well graded / Close Graded granular sub-base material as per Table 400.1
|  | 53 mm to 9.5 mm @ 50 per cent | cum | 192
|  | 9.5 mm to 2.36 mm @ 20 per cent | cum | 77
|  | 2.36 mm below @ 30 per cent | cum | 115
|  | Water | kl | 18
|  | d&e) Overheads & Contractors Profit |  | 18%
Cost for 300cum = a+b+c+d+e (3 Wheel Roller)
Rate per cum = (a+b+c+d+e)/300
Cost for 300 cum = a+b+c+d+e (Vibratory Roller)
Rate per cum = (a+b+c+d+e)/300
| ii | 2: For Grading II Material (CBR Value minimum 25)
Unit = cum
Taking output = 300 cum
a) Labour
|  | Mate | day | -
|  | Mazdoor (Skilled) | day | 2.48
|  | Mazdoor (Unskilled) | day | 10
b) Machinery
|  | Motor Grader 110 HP @ 50 cum per hour | hour | 6
|  | Three wheel 80-100 kN static roller @ 10 cum per hour | hour | 30
OR
|  | vibratory roller 80-100 kN | hour | 6
|  | Tractor with Rotavator 25 cum per hour | hour | 12
|  | Water tanker 6 kl capacity | hour | 3
c) Material
Well graded/ Close Graded granular sub-base material as per Table 400.1
|  | 26.5 mm to 9.5 mm @ 35 per cent | cum | 134
|  | 9.5 mm to 2.36 mm @ 25 per cent | cum | 96
|  | 2.36 mm below @ 40 per cent | cum | 153
|  | Water | kl | 18
|  | d&e) Overheads & Contractors Profit |  | 18%
Cost for 300cum = a+b+c+d+e (3 Wheel Roller)
Rate per cum = (a+b+c+d+e)/300
Cost for 300 cum = a+b+c+d+e (Vibratory Roller)
Rate per cum = (a+b+c+d+e)/300
| iii | 2: For Grading III Material (CBR Value minimum 20)
Unit = cum
Taking output = 300 cum
a) Labour
|  | Mate | day | -
|  | Mazdoor (Skilled) | day | 2.4
|  | Mazdoor (Unskilled) | day | 8
b) Machinery
|  | Motor Grader 110 HP @ 50 cum per hour | hour | 6
|  | Three wheel 80-100 kN static roller @ 10 cum per hour | hour | 30
OR
|  | vibratory roller 80-100 kN | hour | 6
|  | Tractor with Rotavator 25 cum per hour | hour | 12
|  | Water tanker 6 kl capacity | hour | 3
c) Material
Well graded/ Close Graded granular sub-base material as per Table 400.1
|  | 9.5 mm to 4.75 mm @ 66 per cent | cum | 255
|  | 2.36 mm below @ 34 per cent | cum | 129
Or
|  | 9.5 mm to 4.75 mm @ 35 per cent | cum | 134.4
|  | 4.75 mm to 2.36 mm @ 12.5 per cent | cum | 48
|  | 2.36 mm below @ 52.5 per cent | cum | 201.6
|  | Water | kl | 18
Total
|  | d&e) Overheads & Contractors Profit |  | 18%
Cost for 300cum = a+b+c+d+e (3 Wheel Roller)
Rate per cum = (a+b+c+d+e)/300
Cost for 300 cum = a+b+c+d+e (Vibratory Roller)
Rate per cum = (a+b+c+d+e)/300
| B | 2: Plant Mix Method
(i) Construction of granular sub-base by providing well graded / Close Graded material, mixing in a mechanical mix plant at OMC, carriage of mixed material to work site upto lead of 1000 m spreading in uniform layers with motor grader on prepared surface and compacting with smooth wheel roller 80-100 kN to achieve the desired density, complete as per Technical Specification Clause 401
| i | 2: For Grading I Material (CBR Value minimum 30)
Unit = cum
Taking output = 225 cum (450 t)
a) Labour
|  | Mate | day | -
|  | Mazdoor (Skilled) | day | 2.4
|  | Mazdoor (Unskilled) | day | 8
b) Machinery
|  | Wet mix plant @ 60 /75 t capacity per hour | hour | 7.5
|  | Water tanker 6 kl capacity 5 km lead with one trip per hour | hour | 4
|  | Front end loader 0.9 cum / 1 cum bucket capacity 37.5 cum per hour | hour | 6
|  | Tipper 5.5 cum @ 3 trips per hour | hour | 13.6
|  | Motor grader 110 HP @ 50 cum per hour | hour | 4.5
|  | Three wheel 80-100 kN static roller 10 cum per hour | hour | 22.5
OR
|  | vibratory roller 80-100 kN | hour | 6
c) Material
Well graded/ Close Graded granular sub-base material as per Table 400.1
|  | 53 mm to 9.5 mm @ 50 per cent | cum | 144
|  | 9.5 mm to 2.36 mm @ 20 per cent | cum | 57
|  | 2.36 mm below @ 30 per cent | cum | 86.4
|  | Water | kl | 24
|  | d&e) Overheads & Contractors Profit |  | 18%
Cost for 225 cum = a+b+c+d+e (3 Wheel Roller)
Rate per cum = (a+b+c+d+e)/225
Cost for 225 cum = a+b+c+d+e (Vibratory Roller)
Rate per cum = (a+b+c+d+e)/225
| ii | 2: For Grading II Material (CBR Value minimum 25)
Unit = cum
Taking output = 225 cum (450 t)
a) Labour
|  | Mate | day | -
|  | Mazdoor (Skilled) | day | 2.4
|  | Mazdoor (Unskilled) | day | 8
b) Machinery
|  | Wet mix plant @ 75 t capacity per hour | hour | 7.5
|  | Water tanker 6 kl capacity 5 km lead with one trip per hour | hour | 4
|  | Front end loader 0.9 cum bucket capacity 37.5 cum per hour | hour | 6
|  | Tipper 5.5 cum, 3 trips per hour | hour | 13.6
|  | Motor grader 110 HP @ 50 cum per hour | hour | 4.5
|  | Three wheel 80-100 kN static roller 10 cum output | hour | 22.5
OR
|  | vibratory roller 80-100 kN | hour | 6
c) Material
Well graded / Close Graded granular sub-base material as per Table 400.1
|  | 26.5 mm to 9.5 mm @ 35 per cent | cum | 100.8
|  | 9.5 mm to 2.36 mm @ 25 per cent | cum | 72
|  | 2.36 mm below @ 40 per cent | cum | 115.2
|  | Water | kl | 24
|  | d&e) Overheads & Contractors Profit |  | 18%
Cost for 225 cum = a+b+c+d+e (3 Wheel Roller)
Rate per cum = (a+b+c+d+e)/225
Cost for 225 cum = a+b+c+d+e (Vibratory Roller)
Rate per cum = (a+b+c+d+e)/225
| iii | 2: For Grading III Material (CBR Value minimum 20)
Unit = cum
Taking output = 225 cum (450 t)
a) Labour
|  | Mate | day | -
|  | Mazdoor (Skilled) | day | 2.4
|  | Mazdoor (Unskilled) | day | 8
b) Machinery
|  | Wet mix plant @ 60 t capacity per hour | hour | 7.5
|  | Water tanker 6 kl capacity 5 km lead with one trip per hour | hour | 4
|  | Front end loader 0.9 cum bucket capacity 37.5 cum per hour | hour | 6
|  | Tipper 5.5 cum, 3 trips per hour | hour | 13.6
|  | Motor grader 110 HP @ 50 cum per hour | hour | 4.5
|  | Three wheel 80-100 kN static roller 10 cum output | hour | 22.5
OR
|  | vibratory roller 80-100 kN | hour | 6
c) Material
Well graded / Close Graded granular sub-base material as per Table 400.1
|  | 9.5 mm to 4.75 mm @ 35 per cent | cum | 100.8
|  | 4.75 mm to 2.36 mm @ 12.5 per cent | cum | 36
|  | 2.36 mm below @ 52.5 per cent | cum | 151.2
|  | Water | kl | 24
|  | d&e) Overheads & Contractors Profit |  | 18%
Cost for 225 cum = a+b+c+d+e (3 Wheel Roller)
Rate per cum = (a+b+c+d+e)/225
Cost for 225 cum = a+b+c+d+e (Vibratory Roller)
Rate per cum = (a+b+c+d+e)/225
2 | A | 2: Granular Sub-Base with Coarse Graded Material (Table:- 400- 2)
Construction of granular sub-base by providing coarse graded material, spreading in uniform layers with motor grader on prepared surface, mixing by mix in place method with rotavator at OMC, and compacting with vibratory roller to achieve the desired density, complete as per clause 401 MORTH.
Unit = cum
Taking output = 300 cum
a) Labour
|  | Mate | day | -
|  | Mazdoor skilled | day | 2.4
|  | Mazdoor | day | 8
b) Machinery
|  | Mortar Grader 110 HP @ 50 cum per hour | hour | 6
|  | Vibratory roller 8 -10 tonne | hour | 6
|  | Water tanker 6 KL capacity | hour | 3
c) Material
For coarse graded Granular sub-base Materials per table 400-2
For grading-I Material (CBR Value minimum 30)
|  | 53 mm to 26.5 mm @ 35 per cent | cum | 134.4
|  | 26.5 mm to 4.75 mm @ 45 per cent | cum | 172.8
|  | 2.36 mm below @ 20 per cent (Coarse Sand) | cum | 76.8
|  | Cost of water | KL | 18
OR
For Grading-II Material (CBR Value minimum 25)
|  | 26.5 mm to 4.75 mm @ 75 per cent | cum | 288
|  | 2.36 mm below @ 25 per cent (Dust) | cum | 96
|  | Cost of water | KL | 18
OR
For Grading-III Material (CBR Value minimum 20)
|  | 9.5 mm to 4.75 mm @ 66 per cent | cum | 255
|  | 2.36 mm below @ 34 per cent (Dust) | cum | 129
|  | Cost of water | KL | 18
(i) Rate per cum for grading-I Material
|  | d&e) Overheads & Contractors Profit |  | 18%
Cost for 300 cum = a+b+c+d+e
Rate per cum = (a+b+c+d+e)/300
(ii) Rate per cum for grading-II Material
|  | d&e) Overheads & Contractors Profit |  | 18%
Cost for 300 cum = a+b+c+d+e
Rate per cum = (a+b+c+d+e)/300
(iii) Rate per cum for grading-III Material
|  | d&e) Overheads & Contractors Profit |  | 18%
Cost for 300 cum = a+b+c+d+e
Rate per cum = (a+b+c+d+e)/300
Note : Any one of the grading for material may be adopted as per design
| B (i) | 2: Gravel / Soil - Aggregate Base (Table 400.2) Grading A
a) Construction of gravel / soil - aggregate base by providing well graded material, spreading in uniform layers with motor grader on prepared surface, mixing by mix in place method with rotavator at OMC, and compacting with three wheel 80-100 kN static roller / Vibratory Roller 80-100 kN to achieve the desired density, complete as per Technical Specifications Clause 402 MORD.
Unit = cum
Taking output = 300 cum
a) Labour
|  | Mate | day | -
|  | Mazdoor (Skilled) | day | 2.4
|  | Mazdoor (Unskilled) | day | 8
b) Machinery
|  | Motor grader 110 HP @ 50 cum per hour | hour | 6
|  | Three wheel 80-100 kN static roller @ 10 cum per hour | hour | 30
OR
|  | Vibratory Roller 80-100 kN | hour | 6
|  | Water tanker 6 kl capacity | hour | 5
|  | Tractor with Rotavator 25 cum per hour | hour | 12
c) Material
For well graded granular sub-base materials as per Table 400.2
For Grading A Material
|  | 53 mm to 26.5 mm @ 35 per cent | cum | 134.4
|  | 26.5 mm to 4.75 mm @ 45 per cent | cum | 172.8
|  | 2.36 mm below @ 20 per cent | cum | 76.8
|  | Water | kl | 30
|  | d&e) Overheads & Contractors Profit |  | 18%
Cost for 300 cum = a+b+c+d+e (3 Wheel Roller)
Rate per cum = (a+b+c+d+e)/300
Cost for 300 cum = a+b+c+d+e (Vibratory Roller)
Rate per cum = (a+b+c+d+e)/300
| ii | 2: Gravel / Soil - Aggregate Base (Table 400.2) Grading B
a) Construction of granular sub-base by providing well graded material, spreading in uniform layers with motor grader on prepared surface, mixing by mix in place method with rotavator at OMC, and compacting with three wheel 80-100 kN static roller / Vibratory Roller 80-100 kN capacity to achieve the desired density, complete as per Technical Specification Clause 402
Unit = cum
Taking output = 300 cum
a) Labour
|  | Mate | day | -
|  | Mazdoor (Skilled) | day | 2.4
|  | Mazdoor (Unskilled) | day | 8
b) Machinery
|  | Motor grader 110 HP @ 50 cum per hour | hour | 6
|  | Three wheel 80-100 kN static roller @ 10 cum per hour | hour | 30
OR
|  | Vibratory Roller 80-100 kN | hour | 6
|  | Water tanker 6 kl capacity | hour | 5
|  | Tractor with Rotavator 25 cum per hour | hour | 12
c) Material
For well graded granular sub-base materials as per Table 400.2
For Grading B Material
|  | 26.5 mm to 4.75 mm @ 75 per cent | cum | 288
|  | 2.36 mm below @ 25 per cent | cum | 96
|  | Water | kl | 30
|  | d&e) Overheads & Contractors Profit |  | 18%
Cost for 300 cum = a+b+c+d+e (3 Wheel Roller)
Rate per cum = (a+b+c+d+e)/300
Cost for 300 cum = a+b+c+d+e (Vibratory Roller)
Rate per cum = (a+b+c+d+e)/300
| iii | 2: Gravel / Soil - Aggregate Base (Table 400.2) Grading C
a) Construction of granular sub-base by providing well graded material, spreading in uniform layers with motor grader on prepared surface, mixing by mix in place method with rotavator at OMC, and compacting with three wheel 80-100 kN static roller / Vibratory Roller 80-100 kN capacity to achieve the desired density, complete as per Technical Specification Clause 402 MORD
Unit = cum
Taking output = 300 cum
a) Labour
|  | Mate | day | -
|  | Mazdoor (Skilled) | day | 2.4
|  | Mazdoor (Unskilled) | day | 8
b) Machinery
|  | Motor grader 110 HP @ 50 cum per hour | hour | 6
|  | Three wheel 80-100 kN static roller @ 10 cum per hour | hour | 30
OR
|  | Vibratory Roller 80-100 kN | hour | 6
|  | Water tanker 6 kl capacity | hour | 5
|  | Tractor with Rotavator 25 cum per hour | hour | 12
c) Material
For well graded granular sub-base materials as per Table 400.2
For Grading C Material
|  | 9.5 mm to 4.75 mm @ 66 per cent | cum | 255
|  | 2.36 mm below @ 34 per cent | cum | 129
|  | Water | kl | 30
|  | d&e) Overheads & Contractors Profit |  | 18%
Cost for 300 cum = a+b+c+d+e (3 Wheel Roller)
Rate per cum = (a+b+c+d+e)/300
Cost for 300 cum = a+b+c+d+e (Vibratory Roller)
Rate per cum = (a+b+c+d+e)/300
| C | 2: Gravel/Soil-Aggregate Surface Course (Table 400.3)
| i | 2: Construction of granular surface course by providing well graded material, spreading in uniform layers with motor grader on prepared surface, mixing by mix in place method with rotavator at OMC, and compacting with three wheel 80-100 kN static roller / Vibratory Roller 80-100 kN capacity to achieve the desired density, complete as per Technical Specification Clause 402 MORD
Unit = cum
Taking output = 300 cum
a) Labour
|  | Mate | day | -
|  | Mazdoor (Skilled) | day | 2.4
|  | Mazdoor (Unskilled) | day | 8
b) Machinery
|  | Motor grader 110 HP @ 50 cum per hour | hour | 6
|  | Three wheel 80-100 kN static roller @ 10 cum per hour | hour | 30
OR
|  | Vibratory Roller 80-100 kN | hour | 6
|  | Water tanker 6 kl capacity | hour | 5
|  | Tractor with Rotavator 25 cum per hour | hour | 12
c) Material
For well graded granular sub-base materials as per Table 400.3
|  | 4.75 to 2.36 mm 40 per cent | cum | 153.6
|  | 2.36 mm below @ 60 per cent | cum | 210.4
|  | Water | kl | 30
|  | d&e) Overheads & Contractors Profit |  | 18%
Cost for 300 cum = a+b+c+d+e (3 Wheel Roller)
Rate per cum = (a+b+c+d+e)/300
Cost for 300 cum = a+b+c+d+e (Vibratory Roller)
Rate per cum = (a+b+c+d+e)/300
3 | A | 2: Lime Stabilisation for Improving Subgrade
Laying and spreading available soil in the subgrade on a prepared surface, pulverising, mixing the spread soil in place with rotavator with 2 per cent slaked lime having minimum 70 per cent of contents of CaO, grading with motor grader and compacting with the smooth wheel road roller at 80-100 kN OMC to the desired density to form a layer of improved Sub-grade as per Technical Specification Clause 403 MORD.
(A) By Manual Means
Unit = cum
Taking output = 150 cum (263 t)
a) Labour
|  | Mate | day | -
|  | Mazdoor (Skilled) | day | 2.44
|  | Mazdoor (Unskilled) | day | 35
b) Machinery
|  | Three wheel 80-100 kN Static roller @ 70 cum/hour | hour | 2.15
|  | Water tanker 6 kl capacity | hour | 3
c) Material
|  | Lime | t | 5.26
|  | Water | kl | 18
|  | d&e) Overheads & Contractors Profit |  | 18%
Cost for 150 cum = a+b+c+d+e
Rate per cum = ( a+b+c+d+e)/150
(B) By Mechanical Means
Unit = cum
Taking output = 300 cum (525 t)
a) Labour
|  | Mate | day | -
|  | Mazdoor (Skilled) | day | 1.36
|  | Mazdoor (Unskilled) | day | 8
b) Machinery
|  | Tractor with ripper and rotavator attachments @ 60 cum per hour for ripping and 25 cum per hour for mixing | hour | 12
|  | Motor grader 110 HP @ 50 cum per hour | hour | 6
|  | Three wheel 80-100 kN Static roller @ 70 cum/hour | hour | 4.3
|  | Water tanker 6 kl capacity | hour | 5
c) Material
|  | Lime | t | 10.5
|  | Water | kl | 30
|  | d&e) Overheads & Contractors Profit |  | 18%
Cost for 300 cum = a+b+c+d+e
Rate per cum = (a+b+c+d+e)/300
Note : The exact quantity of lime shall be as per design.
| B | 2: Lime Stabilisation for Improving Sub-grade
Laying and spreading available soil in the sub-grade on a prepared surface, pulverising, mixing the spread soil in place with rotavator with 3 per cent slaked lime having minimum content of 70 per cent of weight by quick lime (CaO), grading with motor grader and compacting with the Vibratory road roller at OMC to the desired density to form a layer of improved sub grade as per Technical Specification 402 MORTH
Unit = cum
Taking output = 300 cum (525 tonne)
i. By Mechanical Means
a) Labour
|  | Mate | day | -
|  | Skilled mazdoor for alignment and geometrics | day | 1.36
|  | Mazdoor for spraying lime | day | 8
b) Machinery
|  | Tractor with ripper and rotavator attachments @ 60 cum per hour for ripping and 25 cum per hour for mixing | hour | 12
|  | Motor Grader 110 HP @ 50 cum per hour | hour | 6
|  | Vibratory roller 8 - 10 tonne capacity | hour | 3.9
|  | Water tanker 6 KL capacity | hour | 12
c) Material
|  | Lime at site | tonne | 15.75
|  | Cost of water | KL | 72
|  | d&e) Overheads & Contractors Profit |  | 18%
Cost for 300 cum= a+b+c+d+e
Rate per cum =( a+b+c+d+e)/300
Note : Though vibratory roller is required only for 3 hours as per norms, but the same has to be available at site for 6 hours as other machines for spreading and mixing will take 6 hours. The usage rates of roller have been multiplied with a factor of 0.65.
ii. By Manual Means
Unit = cum
Taking output = 150 cum (263 tonnes)
a) Labour
|  | Mate | day | -
|  | Mazdoor skilled | day | 2.44
|  | Mazdoor | day | 35
b) Machinery
|  | Vibratory roller 8 - 10 tonne @ 60 cum per hour | hour | 2.5
|  | Water tanker 6 KL capacity | hour | 6
c) Material
|  | Lime at site | tonne | 8
|  | Cost of water | KL | 36
|  | d&e) Overheads & Contractors Profit |  | 18%
Cost for 150 cum= a+b+c+d+e
Rate per cum =( a+b+c+d+e)/150
4 |  | 2: Lime Treated Soil for Sub-Base
| A | 2: Providing, laying and spreading soil on a prepared sub-grade, pulverising, mixing the spread soil in place with rotavator with 4 per cent slaked lime with minimum content of 70 per cent of CaO, grading with motor grader and compacting with the road roller at OMC to achieve atleast 98 per cent of the max dry density to form a layer of sub-base as per Technical Specification Clause 403 MORD.
Unit = cum
Taking output = 300 cum (525 t)
a) Labour
|  | Mate | day | -
|  | Mazdoor (Skilled) | day | 2.48
|  | Mazdoor (Unskilled) | day | 10
b) Machinery
|  | Hydraulic Excavator 0.90 cum bucket capacity | hour | 5
|  | Tipper 5.5 cum 4 trips per hour | hour | 14
|  | Motor grader 110 HP @ 50 cum per hour | hour | 6
|  | Three wheel 80-100 kN Static roller @ 70 cum /hour | hour | 4.3
|  | Tractor with rotavator and blade @ 25 cum per hour | hour | 12
|  | Water tanker 6 kl capacity | hour | 5
c) Material
|  | Lime | t | 21
|  | Water | kl | 30
|  | d&e) Overheads & Contractors Profit |  | 18%
Cost for 300 cum = a+b+c+d+e
Rate per cum = (a+b+c+d+e)/300
Note :The exact quantity of lime shall be as per design.
| B | 2: Providing, laying and spreading soil on a prepared sub grade, pulverising, mixing the spread soil in place with rotavator with 3 per cent slaked lime with minimum content of 70 per cent of CaO, grading with motor grader and compacting with the road roller at OMC to achieve at least 98 per cent of the max dry density to form a layer of sub base as per Technical Specification 402 MORTH.
Unit = cum
Taking output = 300 cum (525 tonnes)
a) Labour
|  | Mate | day | -
|  | Mazdoor skilled | day | 2.48
|  | Mazdoor | day | 10
b) Machinery
|  | Excavator 0.90 cum bucket capacity | hour | 6
|  | Tipper for carriage of soil | t.km | -
|  | Tipper 5.5 cum 4 trips per hour | hour | 14
|  | Motor Grader 110 HP @ 50 cum per hour | hour | 6
|  | Vibratory roller 8 - 10 tonne | hour | 6
|  | Tractor with Rotavator and blade @ 25 cum per hour | hour | 12
|  | Water tanker 6 KL capacity | hour | 12
c) Material
|  | Lime at site | tonne | 15.75
|  | Cost of water | KL | 72
|  | d&e) Overheads & Contractors Profit |  | 18%
Cost for 300 cum = a+b+c+d+e
Rate per cum= (a+b+c+d+e)/300
5 |  | 2: Soling with 150 mm cubes hard stone including 25% of Metal of 40 to 80 mm. size for packing and 20% Gravel for filling interstices and compacting with 80 - 100 kN Power Roller including hire charges of Power Roller, watering etc. complete.
Unit = cum
Taking output = 1 cum
a) Labour
|  | Men Mazdoor for conveyance & packing | day | 1.1
|  | Women Mazdoor | day | 0.7
b) Machinery
|  | Consolidating soling with static Power Roller80-100kN | cum | 0.1
|  | Water Tanker 6Kl capacity | hour | 0.016
c) Material
|  | Hard stone 150 mm size (Granite) (Soling Stone) | cum | 1.1
|  | 40 mm - 80 mm size metal (Hand broken) | cum | 0.27
|  | Gravel | cum | 0.22
|  | Water | kl | 0.1
|  | d&e) Overheads & Contractors Profit |  | 18%
Rate per cum = (a+b+c+d+e)
6 | A | 2: Cement Treated Soil Sub-Base/Base
Providing, laying and spreading soil on a prepared sub-grade, pulverising, adding the designed quantity of cement to the spread soil, mixing in place with rotavator, grading with the motor grader and compacting with the smooth wheel road roller / Vibratory Roller 80-100 kN at OMC to achieve the desired unconfined compressive strength and to form a layer of sub-base/base as per Technical Specification Clause 404 MORD.
Unit = cum
Taking output = 300 cum (525 t)
For 4 per cent quantity of cement by weight of soil
a) Labour
|  | Mate | day | -
|  | Mazdoor (Skilled) | day | 2.48
|  | Mazdoor (Unskilled) | day | 10
b) Machinery
|  | Hydraulic Excavator 0.90 cum bucket capacity | hour | 5
|  | Tipper 5.5 cum | hour | 14
|  | Motor grader 110 HP @ 50 cum per hour | hour | 6
|  | Three wheel 80-100 kN static roller @ 70 cum per hour | hour | 4.3
OR
|  | vibratory roller 80-100 kN @ 60 cum per hour |  | 6
|  | Tractor with rotavator and blade @ 25 cum per hour | hour | 12
|  | Water tanker 6 kl capacity | hour | 5
c) Material
|  | Cement at site @ 4% (of 525 t) | t | 21
|  | Water | kl | 30
|  | d&e) Overheads & Contractors Profit |  | 18%
Cost for 300 cum = a+b+c+d+e (3 Wheel Roller)
Rate per cum = (a+b+c+d+e)/300
Cost for 300 cum = a+b+c+d+e (Vibratory Roller)
Rate per cum = (a+b+c+d+e)/300
Note : The exact quantity of cement shall be as per design.
| B | 2: Cement Treated Crushed Rock or combination as per clause 403.2 and table 400.4in Sub base/ Base
Providing, laying and spreading Material on a prepared sub grade, adding the designed quantity of cement to the spread Material, mixing in place with rotavator, grading with the motor grader and compacting with the road roller at OMC to achieve the desired unconfined compressive strength and to form a layer of sub-base/base as per Technical Specification 403 MORTH.
Unit = cum
Taking output = 300 cum (600 tonnes)
Quantity of cement assumed as 4 per cent of quantity of crushed rock by weight.
a) Labour
|  | Mate | day | -
|  | Mazdoor skilled | day | 2.48
|  | Mazdoor | day | 10
b) Machinery
|  | Motor Grader 110 HP @ 50 cum per hour | hour | 6
|  | Vibratory roller 8 - 10 tonne | hour | 6
|  | Tractor with Rotavator and blade @ 25 cum per hour | hour | 12
|  | Water tanker 6 KL capacity | hour | 10
c) Material
|  | Cement at site @ 4 per cent by weight of crushed aggregate (600 tonne) | tonne | 24
Grading of material for sub-base course
|  | 37.5 mm to 9.5 mm @ 55 per cent | cum | 211.2
|  | 9.5 mm to 4.75 mm @ 20 per cent | cum | 76.8
|  | 4.75 mm to 75 micron @ 25 per cent | cum | 96
|  | Cost of water | KL | 60
or
Grading of material for Base course
|  | 37.5 mm to 9.5 mm @ 32.5 per cent | cum | 124.8
|  | 9.5 mm to 4.75 mm @ 5 per cent | cum | 19.2
|  | 4.75 mm to 75 micron @ 62.5 per cent | cum | 240
|  | Cost of water | KL | 60
(i) For Sub-Base course
|  | d&e) Overheads & Contractors Profit |  | 18%
Cost for 300 cum = a+b+c+d+e
Rate per cum = (a+b+c+d+e)/300
(ii) For Base course
|  | d&e) Overheads & Contractors Profit |  | 18%
Cost for 300 cum = a+b+c+d+e
Rate per cum = (a+b+c+d+e)/300
Note : Quantities of aggregates provided under 'c' above are uncompacted quantities.
7 |  | 2: Making 50 mm x 50 mm Furrows
Making 50 mm x 50 mm furrows, 25mm/ 50mm deep, 450 to the center line of the road and at one metre interval in the existing thin bituminous wearing coarse including sweeping and disposal of excavated material within 1000 metres lead as per Technical Specification 404.3.1 MORTH.
Unit = sqm
Taking output = 30 m x 7 m = 210 sqm
(i) 25mm deep furrow cutting
a) Labour
|  | Mate | day | -
|  | Mazdoor | day | 2.08
b) Machinery
|  | Tractor-trolley | hour | 0.2
|  | c&d) Overheads & Contractors Profit |  | 18%
Cost for 210 sqm= a+b+c+d
Rate per sqm =(a+b+c+d)/210
(ii) 50mm deep furrow cutting
a) Labour
|  | Mate | day | -
|  | Mazdoor | day | 4.16
b) Machinery
|  | Tractor-trolley | hour | 0.4
|  | c&d) Overheads & Contractors Profit |  | 18%
Cost for 210 sqm= a+b+c+d
Rate per sqm =(a+b+c+d)/210
8 |  | 2: Inverted Choke
Construction of inverted choke by providing, laying, spreading and compacting screening B type/ coarse sand of specified grade in uniform layer on a prepared surface with motor grader and compacting with power roller etc as per Technical Specification 404.3.2 MORTH.
Unit = cum
Taking output = 600 cum
a) Labour
|  | Mate | day | -
|  | Mazdoor skilled | day | 2.92
|  | Mazdoor | day | 21
b) Machinery
|  | Motor Grader 110 HP | hour | 6
|  | Vibratory roller 8-10 tonnes @ 60 cum per hour | hour | 6
|  | Water tanker 6 KL capacity | hour | 18
c) Material
|  | Screening type 'B' or coarse sand | cum | 720
|  | Cost of water | KL | 108
|  | d&e) Overheads & Contractors Profit |  | 18%
Cost for 600 cum = a+b+c+d+e
Rate per cum = ( a+b+c+d+e)/600
9 |  | 2: Water Bound Macadam Sub-base/base
| A | 2: With stone screening / binding materials
| I | 2: WBM Grading 1
(i) Providing, laying, spreading and compacting stone aggregates of specific sizes to water bound macadam specification including spreading in uniform thickness, hand packing, rolling with three wheel 80 -100 kN static roller in stages to proper grade and camber, applying and brooming, stone screening/binding materials to fill-up the interstices of coarse aggregate, watering and compacting to the required density Grading 1 as per Technical Specification Clause 404 MORTH & 405 MORD. For compacted thickness of 100 mm.
By Manual Means (Common for rural & urban works)
Unit = cum
Taking output = 360 cum
a) Labour
|  | Mate | day | -
|  | Mazdoor (Skilled) | day | 12.08
|  | Mazdoor (Unskilled) | day | 250
b) Machinery
|  | Three wheel 80-100 kN static roller @ 10 cum per hour for Rural Area works | hour | 36
(OR)
|  | Three wheel 80-100 kN static roller @ 30 cum per hour for R&B & Urban Works | hour | 12
(OR)
|  | Vibratory roller 8-10 tonnes @ 60 cum per hour | hour | 6
|  | Water tanker 6 kl capacity | hour | 24
c) Material (Refer Tables 400.7, 8, 9 and 10)
Aggregate
|  | Grading 1 90 mm to 45 mm @ 1.21 cum per 10 sqm for compacted thickness of 100 mm | cum | 435.6
Stone Screenings
|  | Type A 13.2 mm for Grading-1 @ 0.27 cum per 10sqm | cum | 97.2
Binding Material
|  | Binding Material @ 0.08 cum per 10 sqm for grading 1 material | cum | 28.8
|  | Water | kl | 144
|  | d&e) Overheads & Contractors Profit |  | 18%
Cost for 360 cum = a+b+c+d+e (3 Wheel Roller)
Rate per cum = (a+b+c+d+e)/360
Cost for 360 cum = a+b+c+d+e (Vibratory Roller)
Rate per cum = (a+b+c+d+e)/360
By Mechanical Means
Unit = cum
Taking output = 360 cum
a) Labour
|  | Mate | day | -
|  | Mazdoor (Skilled) | day | 2.68
|  | Mazdoor (Unskilled) | day | 15
b) Machinery
|  | Motor grader 110 HP @ 50 cum per hour for spreading | hour | 7.2
|  | Three wheel 80-100 kN static roller @ 10 cum per hour for Rural Area works | hour | 36
(OR)
|  | Three wheel 80-100 kN static roller @ 30 cum per hour for R&B & Urban Works | hour | 12
(OR)
|  | Vibratory roller 8-10 tonnes @ 60 cum per hour | hour | 6
|  | Water tanker 6 kl capacity | hour | 24
c) Material (Refer Tables 400.7, 8, 9 and 10)
Aggregate
|  | Grading 1 90 mm to 45 mm @ 1.21 cum per 10 sqm for compacted thickness of 100 mm | cum | 435.6
Stone Screening
|  | Type A 13.2 mm for Grading-1 @ 0.27 cum per 10sqm | cum | 97.2
Binding Material
|  | Binding Material @ 0.08 cum per 10 sqm for Grading 2 material | cum | 28.8
|  | Water | kl | 144
|  | d&e) Overheads & Contractors Profit |  | 18%
Cost for 360 cum = a+b+c+d+e (3 Wheel Roller)
Rate per cum = (a+b+c+d+e)/360
Cost for 360 cum = a+b+c+d+e (Vibratory Roller)
Rate per cum = (a+b+c+d+e)/360
| II | 2: WBM Grading 2
| (i) | 2: Providing, laying, spreading and compacting stone aggregates of specific sizes to water bound macadam specification including spreading in uniform thickness, hand packing, rolling with smooth wheel roller 80-100 kN in stages to proper grade and camber, applying and brooming, stone screening/binding materials to fill-up the interstices of coarse aggregate, watering and compacting to the required density grading 2 as per Technical Specification Clause 405 MORD / 404 MORTH. For compacted thickness of 75 mm.
By Manual Means
Unit = cum
Taking output = 360 cum
a) Labour
|  | Mate | day | -
|  | Mazdoor (Skilled) | day | 12.08
|  | Mazdoor (Unskilled) | day | 250
b) Machinery
|  | Three wheel 80-100 kN static roller @ 10 cum per hour for Rural Area works | hour | 36
(OR)
|  | Three wheel 80-100 kN static roller @ 30 cum per hour for R&B & Urban Works | hour | 12
(OR)
|  | Vibratory roller 8-10 tonnes @ 60 cum per hour | hour | 6
|  | Water tanker 6 kl capacity | hour | 24
c) Material (Refer Tables 400.7, 8, 9 and 10 MORD/ 400.6, 7, 8 & 9 MORTH)
Aggregate
|  | Grading 2 63 mm to 45 mm @ 0.91 cum per 10 sqm for compacted thickness of 75 mm | cum | 435.6
Stone Screening
|  | Type B 11.2 mm for Grading 2 @ 0.18 / 0.20 cum/10sqm | cum | 86.4
(OR)
|  | Type B 13.2 mm for Grading 2 @ 0.12 cum per 10sqm | cum | 57.6
Binding Material
|  | Binding Material @ 0.06 cum per 10 sqm for Grading 2 material | cum | 28.8
|  | Water | kl | 144
|  | d&e) Overheads & Contractors Profit |  | 18%
Using 11.2 mm for Grading 2 :
Cost for 360 cum = a+b+c+d+e (3 Wheel Roller)
Rate per cum = (a+b+c+d+e)/360
Cost for 360 cum = a+b+c+d+e (Vibratory Roller)
Rate per cum = (a+b+c+d+e)/360
Using 13.2 mm for Grading 2
Cost for 360 cum = a+b+c+d+e (3 Wheel Roller)
Rate per cum = (a+b+c+d+e)/360
Cost for 360 cum = a+b+c+d+e (Vibratory Roller)
Rate per cum = (a+b+c+d+e)/360
By Mechanical Means
Unit = cum
Taking output = 360 cum
a) Labour
|  | Mate | day | -
|  | Mazdoor (Skilled) | day | 2.68
|  | Mazdoor (Unskilled) | day | 15
b) Machinery
|  | Motor grader 110 HP @ 50 cum per hour for spreading | hour | 7.2
|  | Three wheel 80-100 kN static roller @ 10 cum per hour for Rural Area works | hour | 36
(OR)
|  | Three wheel 80-100 kN static roller @ 30 cum per hour for R&B & Urban Works | hour | 12
(OR)
|  | Vibratory roller 8-10 tonnes @ 60 cum per hour | hour | 6
|  | Water tanker 6 kl capacity | hour | 24
c) Material (Refer Tables 400.7, 8, 9 & 10 MORD/ 400.6, 7, 8 & 9 MORTH)
Aggregate
|  | Grading 2 63 mm to 45 mm @ 0.91 cum per 10 sqm for compacted thickness of 75 mm | cum | 435.6
Stone Screening
|  | Type B 11.2 mm for Grading 2 @ 0.20 cum per 10sqm | cum | 86.4
(OR)
|  | Type B 13.2 mm for Grading 2 @ 0.12 cum per 10sqm | cum | 57.6
Binding Material
|  | Binding Material @ 0.06 cum per 10 sqm for Grading 2 material | cum | 28.8
|  | Water | kl | 144
|  | d&e) Overheads & Contractors Profit |  | 18%
Using 11.2 mm for Grading 2 :
Cost for 360 cum = a+b+c+d+e (3 Wheel Roller)
Rate per cum = (a+b+c+d+e)/360
Cost for 360 cum = a+b+c+d+e (Vibratory Roller)
Rate per cum = (a+b+c+d+e)/360
Using 13.2 mm for Grading 2
Cost for 360 cum = a+b+c+d+e (3 Wheel Roller)
Rate per cum = (a+b+c+d+e)/360
Cost for 360 cum = a+b+c+d+e (Vibratory Roller)
Rate per cum = (a+b+c+d+e)/360
Note : Type A Screening can be used in Grading 2
| III | 2: WBM Grading 3
(i) Providing, laying, spreading and compacting stone aggregates of specific sizes to water bound macadam specification including spreading in uniform thickness, hand packing, rolling with smooth wheel roller 80-100 kN in stages to proper grade and camber, applying and brooming, stone screening to fill-up the interstices of coarse aggregate, watering and compacting to the required density Grading 3 as per Technical Specification Clause 405 MORD/ 404 MORTH. For compacted thickness of 75 mm.
By Manual Means
Unit = cum
Taking output = 360 cum
a) Labour
|  | Mate | day | -
|  | Mazdoor (Skilled) | day | 12.08
|  | Mazdoor (Unskilled) | day | 250
b) Machinery
|  | Three wheel 80-100 kN static roller @ 10 cum per hour for Rural Area works | hour | 36
(OR)
|  | Three wheel 80-100 kN static roller @ 30 cum per hour for R&B & Urban Works | hour | 12
(OR)
|  | Vibratory roller 8-10 tonnes @ 60 cum per hour | hour | 6
|  | Water tanker 6 kl capacity | hour | 24
c) Material (Refer Tables 400.7, 8, 9 & 10 MORD/ 400.6, 7, 8 & 9 MORTH)
Aggregate
|  | Grading 3 53 mm to 22.4 mm @ 0.91 cum per 10 sqm for compacted thickness of 75 mm | cum | 435.6
Stone Screening
|  | Type B 11.2 mm for Grading 3 @ 0.18 cum per 10sqm | cum | 86.4
Binding Material
|  | Binding Material @ 0.06 cum per 10 sqm for Grading 2 material | cum | 28.8
|  | Water | kl | 144
|  | d&e) Overheads & Contractors Profit |  | 18%
Cost for 360 cum = a+b+c+d+e (3 Wheel Roller)
Rate per cum = (a+b+c+d+e)/360
Cost for 360 cum = a+b+c+d+e (Vibratory Roller)
Rate per cum = (a+b+c+d+e)/360
Note : When BT is taken up, simultaneously, avoid Binding material
By Mechanical Means
Unit = cum
Taking output = 360 cum
a) Labour
|  | Mate | day | -
|  | Mazdoor (Skilled) | day | 2.68
|  | Mazdoor (Unskilled) | day | 15
b) Machinery
|  | Motor grader 110 HP @ 50 cum per hour for spreading | hour | 7.2
|  | Three wheel 80-100 kN static roller @ 10 cum per hour for Rural Area works | hour | 36
(OR)
|  | Three wheel 80-100 kN static roller @ 30 cum per hour for R&B & Urban Works | hour | 12
(OR)
|  | Vibratory roller 8-10 tonnes @ 60 cum per hour | hour | 6
|  | Water tanker 6 kl capacity | hour | 24
c) Material (Refer Tables 400.7, 8, 9 & 10 MORD/ 400.6, 7, 8 & 9 MORTH)
Aggregate
|  | Grading 3 53 mm to 22.4 mm @ 0.91 cum per 10 sqm for compacted thickness of 75 mm | cum | 435.6
Stone Screening
|  | Type B 11.2 mm for Grading 3 @ 0.18 cum per 10sqm | cum | 86.4
Binding Material
|  | Binding Material @ 0.06 cum per 10 sqm for Grading 2 material | cum | 28.8
|  | Water | kl | 144
|  | d&e) Overheads & Contractors Profit |  | 18%
Cost for 360 cum = a+b+c+d+e (3 Wheel Roller)
Rate per cum = (a+b+c+d+e)/360
Cost for 360 cum = a+b+c+d+e (Vibratory Roller)
Rate per cum = (a+b+c+d+e)/360
Note : When BT is taken up, simultaneously, avoid Binding material
9 | B | 2: Water Bound Macadam with Crushable Screenings such as Gravel or Morrum
| I | 2: WBM Grading 1 (Using Graded Metal)
| (i) | 2: Providing, laying, spreading and compacting stone aggregates of specific sizes to water bound macadam specification including spreading in uniform thickness, hand packing, rolling with three wheel 80-100 kN static roller / Vibratory Roller 80-100 kN in stages to proper grade and camber, applying and brooming, crushable screening to fill-up the interstices of coarse aggregate, watering and compacting to the required density Grading 1 as per Technical Specification Clause 405 MORD / 404 MORTH.
(A) By Manual Means
Unit = cum
Taking output = 360 cum
a) Labour
|  | Mate | day | -
|  | Mazdoor (Skilled) | day | 12.08
|  | Mazdoor (Unskilled) | day | 250
b) Machinery
|  | Three wheel 80-100 kN static roller @ 10 cum per hour for Rural Area works | hour | 36
(OR)
|  | Three wheel 80-100 kN static roller @ 30 cum per hour for R&B & Urban Works | hour | 12
(OR)
|  | vibratory roller 80-100 kN @ 60 cum per hour | hour | 6
|  | Water tanker 6 kl capacity | hour | 24
c) Material (Refer Tables 400.7, 8, 9 & 10 MORD/ 400.6, 7, 8 & 9 MORTH)
Aggregate
|  | Grading 1 90 mm to 45 mm @ 1.21 cum per 10 sqm for compacted thickness of 100 mm | cum | 435.6
|  | Crushable type such as moorum or Gravel for grading 1 @ 0.30 cum per 10 sqm | cum | 108
Binding Material
|  | Binding Material @ 0.06 cum per 10 sqm for Grading 1 material (for R&B & Urban Works Only) | cum | 28.8
|  | Water | kl | 144
|  | d&e) Overheads & Contractors Profit |  | 18%
Cost for 360 cum = a+b+c+d+e (3 Wheel Roller)
Rate per cum = (a+b+c+d+e)/360
Cost for 360 cum = a+b+c+d+e (Vibratory Roller)
Rate per cum = (a+b+c+d+e)/360
(B) By Mechanical Means
Unit = cum
Taking output = 360 cum
a) Labour
|  | Mate | day | -
|  | Mazdoor (Skilled) | day | 2.68
|  | Mazdoor (Unskilled) | day | 15
b) Machinery
|  | Motor grader 110 HP @ 50 cum per hour for spreading | hour | 7.2
|  | Three wheel 80-100 kN static roller @ 10 cum per hour for Rural Area works | hour | 36
(OR)
|  | Three wheel 80-100 kN static roller @ 30 cum per hour for R&B & Urban Works | hour | 12
(OR)
|  | vibratory roller 80-100 kN @ 60 cum per hour | hour | 6
|  | Water tanker 6 kl capacity | hour | 24
c) Material (Refer Tables 400.7, 8, 9 & 10 MORD/ 400.6, 7, 8 & 9 MORTH)
Aggregate
|  | Grading 1 90 mm to 45 mm @ 1.21 cum per 10 sqm for compacted thickness of 100 mm | cum | 435.6
|  | Crushable type such as Moorum or gravel for Grading 1 @ 0.30 cum per 10 sqm | cum | 108
Binding Material
|  | Binding Material @ 0.06 cum per 10 sqm for Grading 1 material (for R&B & Urban Works Only) | cum | 28.8
|  | Water | kl | 144
|  | d&e) Overheads & Contractors Profit |  | 18%
Cost for 360 cum = a+b+c+d+e (3 Wheel Roller)
Rate per cum = (a+b+c+d+e)/360
Cost for 360 cum = a+b+c+d+e (Vibratory Roller)
Rate per cum = (a+b+c+d+e)/360
| (ii) | 2: WBM Grading 1 (Using Single Grade Metal)
Providing, laying, spreading and compacting stone aggregates of 75 mm single Grade to water bound macadam specification including spreading in uniform thickness, hand packing, rolling with three wheel 80-100 kN static roller / Vibratory Roller 80-100 kN in stages to proper grade and camber, applying and brooming, crushable screening to fill-up the interstices of coarse aggregate, watering and compacting to the required density Grading 1 as per Technical Specification Clause 405 MORD.
(A) By Manual Means
Unit = cum
Taking output = 360 cum
a) Labour
|  | Mate | day | -
|  | Mazdoor (Skilled) | day | 12.08
|  | Mazdoor (Unskilled) | day | 250
b) Machinery
|  | Three wheel 80-100 kN static roller @ 10 cum per hour (or) | hour | 36
|  | vibratory roller 80-100 kN @ 60 cum per hour | hour | 6
|  | Water tanker 6 kl capacity | hour | 24
Material (Refer Tables 400.7, 8, 9 and 10 MORD)
Aggregate
|  | Grading 1 Hand broken stone aggregate 75 mm nominal size @ 1.21 cum per 10 sqm for compacted thickness of 100 mm | cum | 435.6
|  | Crushable type such as moorum or Gravel for grading 1 @ 0.30 cum per 10 sqm | cum | 108
|  | Water | kl | 144
|  | d&e) Overheads & Contractors Profit |  | 18%
Cost for 360 cum = a+b+c+d+e (3 Wheel Roller)
Rate per cum = (a+b+c+d+e)/360
Cost for 360 cum = a+b+c+d+e (Vibratory Roller)
Rate per cum = (a+b+c+d+e)/360
(B) By Mechanical Means
Unit = cum
Taking output = 360 cum
a) Labour
|  | Mate | day | -
|  | Mazdoor (Skilled) | day | 2.68
|  | Mazdoor (Unskilled) | day | 15
b) Machinery
|  | Motor grader 110 HP @ 50 cum per hour for spreading | hour | 7.2
|  | Three wheel 80-100 kN static roller @ 10 cum per hour (or) | hour | 36
|  | vibratory roller 80-100 kN @ 60 cum per hour | hour | 6
|  | Water tanker 6 kl capacity | hour | 24
Material (Refer Tables 400.7, 8, 9 and 10 MORD)
Aggregate
|  | Grading 1 Hand broken stone aggregate 75 mm nominal size @ 1.21cum per 10 sqm for compacted thickness of 100 mm | cum | 435.6
|  | Crushable type such as Moorum or gravel for Grading 1 @ 0.30 cum per 10 sqm | cum | 108
|  | Water | kl | 144
|  | d&e) Overheads & Contractors Profit |  | 18%
Cost for 360 cum = a+b+c+d+e (3 Wheel Roller)
Rate per cum = (a+b+c+d+e)/360
Cost for 360 cum = a+b+c+d+e (Vibratory Roller)
Rate per cum = (a+b+c+d+e)/360
| II | 2: WBM Grading 2 (using Graded Metal)
| (i) | 2: Providing, laying, spreading and compacting stone aggregates of specific sizes to water bound macadam specification including spreading in uniform thickness, hand packing, rolling with three wheel 80-100 kN static roller/ Vibratory Roller 80-100 kN in stages to proper grade and camber, applying and brooming, crushable screening to fill-up the interstices of coarse aggregate, watering and compacting to the required density Grading 2 as per Technical Specification Clause 405 MORD / 404 MORTH.
(A) By Manual Means
Unit = cum
Taking output = 360 cum
a) Labour
|  | Mate | day | -
|  | Mazdoor (Skilled) | day | 12.08
|  | Mazdoor (Unskilled) | day | 250
b) Machinery
|  | Three wheel 80-100 kN static roller @ 10 cum per hour for Rural Area works | hour | 36
(OR)
|  | Three wheel 80-100 kN static roller @ 30 cum per hour for R&B & Urban Works | hour | 12
(OR)
|  | vibratory roller 80-100 kN @ 60 cum per hour | hour | 6
|  | Water tanker 6 kl capacity | hour | 24
c) Material (Refer Tables 400.7, 8, 9 & 10 MORD/ 400.6, 7, 8 & 9 MORTH)
Aggregate
|  | Grading 2 63 mm to 45 mm @ 0.91 cum per 10 sqm for compacted thickness of 75 mm | cum | 435.6
|  | Crushable type such as Moorum or gravel for Grading 2 @ 0.22 cum per 10 sqm | cum | 105.59
Binding Material
|  | Binding Material @ 0.06 cum per 10 sqm for Grading 2 material (for R&B & Urban Works Only) | cum | 28.8
|  | Water | kl | 144
|  | d&e) Overheads & Contractors Profit |  | 18%
Cost for 360 cum = a+b+c+d+e (3 Wheel Roller)
Rate per cum = (a+b+c+d+e)/360
Cost for 360 cum = a+b+c+d+e (Vibratory Roller)
Rate per cum = (a+b+c+d+e)/360
(B) By Mechanical Means
Unit = cum
Taking output = 360 cum
a) Labour
|  | Mate | day | -
|  | Mazdoor (Skilled) | day | 2.68
|  | Mazdoor (Unskilled) | day | 15
b) Machinery
|  | Motor grader 110 HP @ 50 cum per hour for spreading | hour | 7.2
|  | Three wheel 80-100 kN static roller @ 10 cum per hour for Rural Area works | hour | 36
(OR)
|  | Three wheel 80-100 kN static roller @ 30 cum per hour for R&B & Urban Works | hour | 12
(OR)
|  | vibratory roller 80-100 kN @ 60 cum per hour | hour | 6
|  | Water tanker 6 kl capacity | hour | 24
c) Material (Refer Tables 400.7, 8, 9 & 10 MORD/ 400.6, 7, 8 & 9 MORTH)
Aggregate
|  | Grading 2 63 mm to 45 mm @ 0.91 cum per 10 sqm for compacted thickness of 75 mm | cum | 435.6
|  | Crushable type such as Moorum or gravel for Grading 2 @ 0.22 cum per 10 sqm | cum | 105.59
Binding Material
|  | Binding Material @ 0.06 cum per 10 sqm for Grading 2 material (for R&B & Urban Works Only) | cum | 28.8
|  | Water | kl | 144
|  | d&e) Overheads & Contractors Profit |  | 18%
Cost for 360 cum = a+b+c+d+e (3 Wheel Roller)
Rate per cum = (a+b+c+d+e)/360
Cost for 360 cum = a+b+c+d+e (Vibratory Roller)
Rate per cum = (a+b+c+d+e)/360
| (ii) | 2: WBM Grading 2 (using single grade metal)
Providing, laying, spreading and compacting stone aggregates of 63 mm nominal single size to water bound macadam specification including spreading in uniform thickness, hand packing, rolling with three wheel 80-100 kN static roller/ Vibratory Roller 80-100 kN in stages to proper grade and camber, applying and brooming, crushable screening to fill-up the interstices of coarse aggregate, watering and compacting to the required density Grading 2 as per Technical Specification Clause 405 MORD.
(A) By Manual Means
Unit = cum
Taking output = 360 cum
a) Labour
|  | Mate | day | -
|  | Mazdoor (Skilled) | day | 12.08
|  | Mazdoor (Unskilled) | day | 250
b) Machinery
|  | Three wheel 80-100 kN static roller @ 10 cum per hour for Rural Area works | hour | 36
(OR)
|  | Three wheel 80-100 kN static roller @ 30 cum per hour for R&B & Urban Works | hour | 12
(OR)
|  | vibratory roller 80-100 kN @ 60 cum per hour | hour | 6
|  | Water tanker 6 kl capacity | hour | 24
c) Material (Refer Tables 400.7, 8, 9 and 10)
Aggregate
|  | Grading 2 Hand broken stone aggregate 63 mm nominal size (passing 80 mm & retained on 50 mm sieve) @ 0.91 cum per 10 sqm for compacted thickness of 75 mm | cum | 435.6
|  | Crushable type such as Moorum or gravel for Grading 2 @ 0.22 cum per 10 sqm | cum | 105.59
|  | Water | kl | 144
|  | d&e) Overheads & Contractors Profit |  | 18%
Cost for 360 cum = a+b+c+d+e (3 Wheel Roller)
Rate per cum = (a+b+c+d+e)/360
Cost for 360 cum = a+b+c+d+e (Vibratory Roller)
Rate per cum = (a+b+c+d+e)/360
(B) By Mechanical Means
Unit = cum
Taking output = 360 cum
a) Labour
|  | Mate | day | -
|  | Mazdoor (Skilled) | day | 2.68
|  | Mazdoor (Unskilled) | day | 15
b) Machinery
|  | Motor grader 110 HP @ 50 cum per hour for spreading | hour | 7.2
|  | Three wheel 80-100 kN static roller @ 10 cum per hour for Rural Area works | hour | 36
(OR)
|  | Three wheel 80-100 kN static roller @ 30 cum per hour for R&B & Urban Works | hour | 12
(OR)
|  | vibratory roller 80-100 kN @ 60 cum per hour | hour | 6
|  | Water tanker 6 kl capacity | hour | 24
c) Material (Refer Tables 400.7, 8, 9 and 10)
Aggregate
|  | Grading 2 Hand broken stone aggregate 63 mm nominal size (passing 80 mm & retained on 50 mm sieve) @ 0.91 cum per 10 sqm for compacted thickness of 75 mm | cum | 435.6
|  | Crushable type such as Moorum or gravel for Grading 2 @ 0.22 cum per 10 sqm | cum | 105.59
|  | Water | kl | 144
|  | d&e) Overheads & Contractors Profit |  | 18%
Cost for 360 cum = a+b+c+d+e (3 Wheel Roller)
Rate per cum = (a+b+c+d+e)/360
Cost for 360 cum = a+b+c+d+e (Vibratory Roller)
Rate per cum = (a+b+c+d+e)/360
| III | 2: WBM Grading 3 (using Graded Metal)
| (i) | 2: Providing, laying, spreading and compacting stone aggregates of specific sizes to water bound macadam specification including spreading in uniform thickness, hand packing, rolling with three wheel 80-100 kN static roller/ Vibratory Roller 80-100 kN in stages to proper grade and camber, applying and brooming, crushable screening to fill-up the interstices of coarse aggregate, watering and compacting to the required density Grading 3 as per Technical Specification Clause 405 MORD / 404 MORTH.
(A) By Manual Means
Unit = cum
Taking output = 360 cum
a) Labour
|  | Mate | day | -
|  | Mazdoor (Skilled) | day | 12.08
|  | Mazdoor (Unskilled) | day | 250
b) Machinery
|  | Three wheel 80-100 kN static roller @ 10 cum per hour for Rural Area works | hour | 36
(OR)
|  | Three wheel 80-100 kN static roller @ 30 cum per hour for R&B & Urban Works | hour | 12
(OR)
|  | vibratory roller 80-100 kN @ 60 cum per hour | hour | 6
|  | Water tanker 6 kl capacity | hour | 24
c) Material (Refer Tables 400.7, 8, 9 & 10 MORD/ 400.6, 7, 8 & 9 MORTH)
Aggregate
|  | Grading 3 53 mm to 22.4 mm @ 0.91 cum per 10 sqm for compacted thickness of 75 mm | cum | 435.6
|  | Crushable type such as Moorum or gravel for Grading 3 @ 0.22 cum per 10 sqm | cum | 105.59
Binding Material
|  | Binding Material @ 0.06 cum per 10 sqm for Grading 2 material (for R&B & Urban Works Only) | cum | 28.8
|  | Water | kl | 144
|  | d&e) Overheads & Contractors Profit |  | 18%
Cost for 360 cum = a+b+c+d+e (3 Wheel Roller)
Rate per cum = (a+b+c+d+e)/360
Cost for 360 cum = a+b+c+d+e (Vibratory Roller)
Rate per cum = (a+b+c+d+e)/360
(B) By Mechanical Means
Unit = cum
Taking output = 360 cum
a) Labour
|  | Mate | day | -
|  | Mazdoor (Skilled) | day | 2.68
|  | Mazdoor (Unskilled) | day | 15
b) Machinery
|  | Motor grader 110 HP @ 50 cum per hour for spreading | hour | 7.2
|  | Three wheel 80-100 kN static roller @ 10 cum per hour for Rural Area works | hour | 36
(OR)
|  | Three wheel 80-100 kN static roller @ 30 cum per hour for R&B & Urban Works | hour | 12
(OR)
|  | vibratory roller 80-100 kN @ 60 cum per hour | hour | 6
|  | Water tanker 6 kl capacity | hour | 24
c) Material (Refer Tables 400.7, 8, 9 & 10 MORD/ 400.6, 7, 8 & 9 MORTH)
Aggregate
|  | Grading 3 53 mm to 22.4 mm @ 0.91 cum per 10 sqm for compacted thickness of 75 mm | cum | 435.6
|  | Crushable type such as Moorum or gravel for Grading 3 @ 0.22 cum per 10 sqm | cum | 105.59
Binding Material
|  | Binding Material @ 0.06 cum per 10 sqm for Grading 2 material (for R&B & Urban Works Only) | cum | 28.8
|  | Water | kl | 144
|  | d&e) Overheads & Contractors Profit |  | 18%
Cost for 360 cum = a+b+c+d+e (3 Wheel Roller)
Rate per cum = (a+b+c+d+e)/360
Cost for 360 cum = a+b+c+d+e (Vibratory Roller)
Rate per cum = (a+b+c+d+e)/360
Note : Whenever BT is taken up simultaneously binding material can be deleted
| (ii) | 2: WBM Grading 3 (using Single Grade Metal)
Providing, laying, spreading and compacting stone aggregates of 40 mm Single nominal size to water bound macadam specification including spreading in uniform thickness, hand packing, rolling with three wheel 80-100 kN static roller/ Vibratory Roller 80-100 kN in stages to proper grade and camber, applying and brooming, crushable screening to fill-up the interstices of coarse aggregate, watering and compacting to the required density Grading 3 as per Technical Specification Clause 405 MORD.
(A) By Manual Means
Unit = cum
Taking output = 360 cum
a) Labour
|  | Mate | day | -
|  | Mazdoor (Skilled) | day | 12.08
|  | Mazdoor (Unskilled) | day | 250
b) Machinery
|  | Three wheel 80-100 kN static roller @ 10 cum/ hour | hour | 36
or
|  | vibratory roller 80-100 kN @ 60 cum per hour | hour | 6
|  | Water tanker 6 kl capacity | hour | 24
c) Material (Refer Tables 400.7, 8, 9 and 10)
Aggregate
|  | Grading 3 Hand broken stone aggregate 40 mm nominal size @ 0.91 cum per 10 sqm for compacted thickness of 75 mm | cum | 435.6
|  | Crushable type such as Moorum or gravel for Grading 3 @ 0.22 cum per 10 sqm | cum | 105.59
|  | Water | kl | 144
|  | d&e) Overheads & Contractors Profit |  | 18%
Cost for 360 cum = a+b+c+d+e (3 Wheel Roller)
Rate per cum = (a+b+c+d+e)/360
Cost for 360 cum = a+b+c+d+e (Vibratory Roller)
Rate per cum = (a+b+c+d+e)/360
(B) By Mechanical Means
Unit = cum
Taking output = 360 cum
a) Labour
|  | Mate | day | -
|  | Mazdoor (Skilled) | day | 2.68
|  | Mazdoor (Unskilled) | day | 15
b) Machinery
|  | Motor grader 110 HP @ 50 cum per hour for spreading | hour | 7.2
|  | Three wheel 80-100 kN @ Static roller | hour | 36
or
|  | vibratory roller 80-100 kN @ 60 cum per hour | hour | 6
|  | Water tanker 6 kl capacity | hour | 24
c) Material (Refer Tables 400.7, 8, 9 and 10)
Aggregate
|  | Grading 3 Hand broken stone aggregate 40 mm nominal size @ 0.91 cum per 10 sqm for compacted thickness of 75 mm | cum | 435.6
|  | Crushable type such as Moorum or gravel for Grading 3 @ 0.22 cum per 10 sqm | cum | 105.59
|  | Water | kl | 144
|  | d&e) Overheads & Contractors Profit |  | 18%
Cost for 360 cum = a+b+c+d+e (3 Wheel Roller)
Rate per cum = (a+b+c+d+e)/360
Cost for 360 cum = a+b+c+d+e (Vibratory Roller)
Rate per cum = (a+b+c+d+e)/360
10 |  | 2: Wet Mix Macadam
Providing, laying, spreading and compacting graded stone aggregate to wet mix macadam specification including premixing the material with water at OMC in mechanical mixer (Pug Mill), carriage of mixed material by tipper to site, laying in uniform layers in sub-base/base course on a well prepared sub-base and compacting with smooth wheel roller of 80 to 100kN / Vibratory Roller 80-100 kN weight to achieve the desired density including lighting, barricading and maintenance of diversion, etc as per Tables 400.11 & 400.12 and Technical Specification Clause 406 MORD / MORTH.
By Mechanical Means with 1 km lead
| A | 2: Rural Works
Unit = cum
Taking output = 100 cum
a) Labour
|  | Mate | day | -
|  | Dresser (Skilled) for alignment | day | 8
|  | Mazdoor (Skilled) | day | 2.4
b) Machinery
|  | Front end loader 1 cum capacity | hour | 4
|  | Wet mix plant (Pug Mill) | hour | 4
|  | Tipper/Dumper (10-t) capacity / 5-6 t capacity | hour | 5
|  | Motor Grader @ 50 cum per hour | hour | 2
|  | Water tanker 6 kl capacity | hour | 1.33
|  | Three wheel 80-100 kN static roller @ 16cum per hour (or) | hour | 6.25
|  | vibratory roller 80-100 kN @ 60 cum per hour | hour | 1.67
c) Material
|  | Coarse aggregate 45 mm to 22.4 mm @ 30 per cent | cum | 39.9
|  | Aggregates 22.4 mm to 2.36 mm @ 40 per cent | cum | 53.2
|  | Fine aggregate / Crushed sand 2.36 mm to 75 micron @ 30 per cent | cum | 39.9
|  | Fine aggregate 10 mm | cum
|  | Coarse Sand | cum
|  | Borrow area sand | cum
|  | Water | kl | 8
|  | d&e) Overheads & Contractors Profit |  | 18%
Cost for 100 cum = a+b+c+d+e (3 Wheel Roller)
Rate per cum = (a+b+c+d+e)/100
Cost for 100 cum = a+b+c+d+e (Vibratory Roller)
Rate per cum = (a+b+c+d+e)/100
| B | 2: R&B and Urban Area Works :
Unit = cum
Taking output = 225 cum (495 tonnes)
a) Labour
|  | Mate | day | -
|  | Mazdoor skilled | day | 2.48
|  | Mazdoor | day | 10
b) Machinery
|  | Wet mix plant of 75 tonne hourly capacity | hour | 9
|  | Electric generator 125 KVA | hour | 6
|  | Front end loader 1 cum capacity | hour | 6
|  | Paver finisher | hour | 6
|  | Vibratory roller 8 - 10 tonne | hour | 3.9
or
|  | Smooth 3 wheeled steel roller @ 8-10 tonnes. | hour | 22.5
|  | Water tanker 6 KL capacity | hour | 3
|  | Tipper 10t | t.km | 495 x L
c) Material ( Table 400-11)
|  | 45 mm to 22.4 mm@ 30 per cent | cum | 89.1
|  | 22.4 mm to 2.36 mm @ 40 per cent | cum | 118.8
|  | 2.36 mm to 75 micron@ 30 per cent | cum | 89.1
|  | Cost of water | KL | 18
|  | d&e) Overheads & Contractors Profit |  | 18%
Cost for 225 cum = a+b+c+d+e (Vibratory Roller)
Rate per cum = (a+b+c+d+e)/225
Cost for 225 cum = a+b+c+d+e (Smooth Roller)
Rate per cum = (a+b+c+d+e)/225
Note : 1. Though vibratory roller is required only for 3 hours as per norms, the same is required to be available at site for 6 hours to match with other machines. The usage rates of vibratory roller may be multiplied with a factor of 0.65
2. As three wheeled smooth steel rollers are commonly in use, the same has been provided as an alternative which can be used if the thickness of individual layer does not exceed 100 mm.
11 |  | 2: Granular sub-base/base/surface course with local materials (Table 400.13) by mix in place method normal Construction of granular sub-base by providing local material spreading in uniform layers with motor grader on prepared surface, mixing by mix in place method with rotavator at once and compacting with smooth wheel roller to achieve the desired density complete as per Clause 401.4 as per Technical Specification Clause 408 MORD.
| i | 2: Using naturally occurring gravel
Unit = cum
Taking output = 300 cum
a) Labour
|  | Mate | day | -
|  | Mazdoor (Skilled) | day | 2.48
|  | Mazdoor (Unskilled) | day | 10
b) Machinery
|  | Motor grader 110 HP 50 cum per hour | hour | 6
|  | Three wheel 80-100 kN static roller @10 cum per hour | hour | 30
|  | Tractor with rotavator 25 cum per hour | hour | 12
|  | Water tanker 6 kl capacity | hour | 5
c) Material
|  | Naturally occurring gravel (Local materials as per Table 400.13) | cum | 384
|  | Water | kl | 30
|  | d&e) Overheads & Contractors Profit |  | 18%
Cost for 300 cum = a+b+c+d+e
Rate per cum = a+b+c+d+e/300
| ii | 2: Using Gravel mix soil using Soil Gravel Mixture / quarry waste
Unit = cum
Taking output = 300 cum
a) Labour
|  | Mate | day | -
|  | Mazdoor (Skilled) | day | 2.4
|  | Mazdoor (Unskilled) | day | 8
b) Machinery
|  | Motor grader 110 HP 50 cum per hour | hour | 6
|  | Three wheel 80-100 kN static roller @10 cum per hour | hour | 30
|  | Water tanker 6 kl capacity | hour | 5
|  | Tractor with Rotavator 25 cum per hour | hour | 12
c) Material
|  | Soil gravel mixture/quarry waste (Local material as per Table400.13) (Gravel) | cum | 384
|  | Water | kl | 30
|  | d&e) Overheads & Contractors Profit |  | 18%
Cost for 300 cum = a+b+c+d+e
Rate per cum = (a+b+c+d+e)/300
12 |  | 2: Construction of Water Bound Macadam using locally available material (Table 400.13)
Providing, laying spreading and compacting local material in block or large discrete particles, such as kankar, Literate, Dhandla etc. as per Table 400.13 to water bound macadam specification including spreading in uniform thickness, hand packing, rolling with three wheel 80-100 kN static roller in stages to proper grade and camber, applying and brooming requisite type of screening /binding materials to fill-up the interstices of laid material watering and compacting to the required density as per Clause 405.3 and Technical Specification Clause 408 MORD.
| A | 2: By Mechanical Means
Unit = cum
Taking output = 360 cum
a) Labour
|  | Mate | day | -
|  | Mazdoor (Skilled) | day | 2.68
|  | Mazdoor (Unskilled) | day | 15
b) Machinery
|  | Motor grader 110 H.P @ 50 cum/hr for spreading | hour | 7.2
|  | Three wheel 80-100 kN @ static roller 8 cum per hour | hour | 36
|  | Water tanker 6 kl capacity | hour | 24
c) Material
|  | Low Grade Aggregate such as Kankar, Literate, Dhandla and naturally occurring gravels, quarry waste as per Table 400.13 @ 1.21 cum per 10 sqm compacted thickness 100 mm | cum | 435.6
|  | Water | kl | 144
|  | d&e) Overheads & Contractors Profit |  | 18%
Cost for 360 cum = a+b+c+d+e
Rate per cum = (a+b+c+d+e)/360
| B | 2: By Manual Means
Unit = cum
Taking output = 360 cum
a) Labour
|  | Mate | day | -
|  | Mazdoor (Skilled) | day | 12.08
|  | Mazdoor (Unskilled) | day | 250
b) Machinery
|  | Three wheel 80-100 kN static roller @ 8 cum per hour | hour | 36
|  | Water tanker 6 kl capacity | hour | 24
c) Material
|  | Low Grade Aggregate such as Kankar, Literate, Dhandla and naturally occurring gravels, quarry waste as per Table 400.13 @ 1.21 cum per 10 sqm compacted thickness 100 mm | cum | 435.6
|  | Water | kl | 144
|  | d&e) Overheads & Contractors Profit |  | 18%
Cost for 360 cum = a+b+c+d+e (3 Wheel Roller)
Rate per cum = (a+b+c+d+e)/360
13 |  | 2: Lime-Flyash Stablised Soil Sub-base
Construction of sub-base using lime-flyash admixture with granular soil, free from organic matter/deleterious material or clayey silts and low plasticity clays having PI between 5 and 20 and liquid limit less than 25 and commercial dry lime, slaked at site or pre-slaked with CaO content not less than 50 per cent, flyash to conform to gradation as per Clause 4.3 of IRC:SP:20, lime+flyash content ranging between 10 to 30 per cent, the minimum un-confined compressive strength and CBR value after 28-days curing and 4-days soaking to be 0.75 MPa and 25 per cent respectively, all as specified in IRC:88 including a lead upto 1000 m as per Technical Specification Clause 409 MORD.
Unit = cum
Taking output = 480 cum (720 t, density 1.50 t/cum)
Assumptions made
Total mass taken for analysis = 720 t
Lime+Flyash admixture
@ 20% = 0.2 x 720=144 t
Soil = 720-144 = 576 t
(578/1.6 = 360 cum)
Lime + Flyash = 144 t
Ratio Lime 4 : Flyash 16
Lime = 29 t
Flyash = 115 t
a) Labour
|  | Mate | day | -
|  | Mazdoor (Skilled) | day | 1.24
|  | Mazdoor (Unskilled) | day | 6
b) Machinery
|  | Hydraulic Excavator 0.90 cum bucket capacity @ 60 cum per hour for 360 cum soil | hour | 6
|  | Tipper 10 t capacity for carriage of soil 578 t | hour | 16
|  | Tipper 10 t capacity for carriage of 115 t flyash | hour | 5.5
|  | Tipper 10 t capacity for carriage of 29 t of lime from store to work site | hour | 3.8
|  | Loading as per item 1.1 (ii) | cum | 480
|  | Unloading as per item 1.1 (iv) | cum | 480
|  | Add 10 per cent of cost of carriage to cover cost of loading and unloading |  | -
|  | Tractor with disc harrows for pulverisation | hour | 6
|  | Motor Grader 110 HP @ 75 per cent 200 cum per hour for mixing in-place and grading | hour | 3.2
|  | Three wheel 80-100 kN static roller (or) | hour | 12
|  | vibratory roller 80-100 kN @ 60 cum per hour | hour | 6
|  | Water tanker 6 kl capacity | hour | 12
c) Material
|  | Lime (Slaked) | t | 29
|  | Compensation for earth taken from private source | cum | 360
|  | Water | kl | 72
|  | d&e) Overheads & Contractors Profit |  | 18%
Cost for 480 cum = a+b+c+d+e (3 Wheel Roller)
Rate per cum = (a+b+c+d+e)/480
Cost for 480 cum = a+b+c+d+e (Vibratory Roller)
Rate per cum = (a+b+c+d+e)/480
Note : 1. Compensation for earth will vary from place to place and will have to be assessed realistically as per particular ground situation. In case earth is available from Govt. land, compensation for earth will not be required. The position is required to be clearly stated in the cost estimate.
2. Cost of flyash has not been considered as same will be available free of cost. Only carriage of flyash has been provided.
3. Lime + Flyash has been taken as 20 per cent of total mass and ratio of lime and flyash as 1:4 for estimating purposes. Total quantities will be as per approved design.
14 |  | 2: Construction of Sub-base/Course Using Crushed Slag as per Table 400.19
Construction of Sub-base by providing crushed slag spreading in uniform layer with motor grader on prepared surface mixing by mix-in-place method with Rotavator @ OMC, and compacting with three wheel 80-100 kN static roller to achieve the desired density complete as per Technical Specifications Clause 402.4 and 410.3.2 MORD
Unit = cum
Taking output = 300 cum
a) Labour
|  | Mate | day | -
|  | Mazdoor (Skilled) | day | 2.48
|  | Mazdoor (Unskilled) | day | 10
b) Machinery
|  | Motor Grader 110 HP @ 50 cum per hour | hour | 6
|  | Three wheel 80-100 kN static roller @ 10 cum /hour | hour | 30
|  | Tractor with Rotavator 25 cum per hour | hour | 12
|  | Water tanker 6 kl capacity | hour | 5
c) Material
Crushed slag as per Clause 410.4.2 (i)
|  | As per Item No.4.2 of Chapter 4 | cum | 384
|  | Water | kl | 30
|  | d&e) Overheads & Contractors Profit |  | 18%
Cost for 300 cum = a+b+c+d+e
Rate per cum = (a+b+c+d+e)/300
15 |  | 2: Water Bound Macadam using crushed slag
Providing, laying, spreading and compacting crushed slag to water Bound Macadam specification including spreading in uniform thickness, hand packing rolling with smooth wheel roller 80-100 kN in stages to proper grade and camber, applying and brooming requisite type of screening/binding materials to fill up the interstees of crushed slag watering and compacting to the required density as per Clause 405.3 and Technical Specification Clause 410.3.2 MORD
Unit = cum
Taking output = 360 cum
Manual Means
a) Labour
|  | Mate | day | -
|  | Mazdoor (Skilled) | day | 12.08
|  | Mazdoor (Unskilled) | day | 250
b) Machinery
|  | Three wheel 80-100 kN static roller @ 10 cum/ hour | hour | 36
|  | Water tanker 6 kl capacity | hour | 24
c) Material
As per Item No.4.7 (1)(A)© of Chapter 4
|  | Crushed slag as per Clause 410.4.2 (ii) | cum | 435.6
|  | Crushable screening (Murram / Gravel) | cum | 108
|  | Water | kl | 144
|  | d&e) Overheads & Contractors Profit |  | 18%
Cost for 360 cum = a+b+c+d+e
Rate per cum = (a+b+c+d+e)/360
16 |  | 2: Cement Bound Granular Material sub-base/base
Providing laying and spreading granulated blast furnace slag on a prepared sub-grade pulverising adding the designed quantity of cement to the spread granulated blast furnace slag mixing in place with rotavator grading with the mortar grader and compacting with smooth wheel roller 80-100 kN at OMC to achieve the desired unconfined compressive strength and to form a layer of sub-base/base as per Technical Specification Clauses 404.3 and 410.4.2 MORD
Unit = cum
Taking output = 300 cum (525 t)
For 4 per cent quantity of cement by wt of granulated blast furnace slag
a) Labour
|  | Mate | day | -
|  | Mazdoor (Skilled) | day | 2.48
|  | Mazdoor (Unskilled) | day | 10
b) Machinery
|  | 5.50 cum Tipper for carriage of GBFS add 10 per cent of cost of carriage of cover cost of loading and unloading | hour | 15
|  | Motor grader 110 HP @ 50 cum per hour | hour | 6
|  | Three wheel 80-100 kN static roller @70 cum /hour | hour | 4.3
|  | Tractor with rotavator and blade @ 25 cum per hour | hour | 12
|  | Water tanker 6 kl capacity | hour | 7
c) Material
|  | Cement (4%) | t | 21
|  | Water | kl | 42
|  | d&e) Overheads & Contractors Profit |  | 18%
Cost for 300 cum = a+b+c+d+e
Rate per cum = (a+b+c+d+e)/300
Note : 1. The exact quantity of cement shall be as per design
2. Granulated ballast slag will be available free of cost
17 |  | 2: Crusher Run Macadam Base
Providing crushed run stone aggregate grading conforming to table 400.20 depositing on a prepared surface by hauling vehicles, spreading and mixing with a motor grader, watering and compacting with a three wheel 80-100 kN static roller as per Technical Specification Clause 411MORD/ 410 MORTH to form a layer of sub-base/base
| A | 2: By mix-in-place method
| ii | 2: With 53 mm maximum size of aggregates
Unit = cum
Taking output = 360 cum
a) Labour
|  | Mate | day | -
|  | Mazdoor (Skilled) | day | 2.48
|  | Mazdoor (Unskilled) | day | 10
b) Machinery
|  | Tractor attached with rotavator @ 25 cum / 30 cum per hour | hour | 12
|  | Motor-Grader 110 H.P | hour | 6
|  | Three wheel 80-100 kN static roller @ 10 cum /hour | hour | 36
OR
|  | vibratory roller 80-100 kN @ 60 cum per hour | hour | 6
|  | Water tanker 6 kl capacity | hour | 6
c) Material
Aggregate at site
For 53 mm maximum size
|  | 63 mm to 45 mm @ 33 per cent | cum | 157.46
|  | 22.5 mm to 5.6 mm @ 32 per cent | cum | 151.06
|  | Below 5.6 mm @ 35 per cent | cum | 116.68
|  | Water | kl | 36
|  | d&e) Overheads & Contractors Profit |  | 18%
Cost for 360 cum = a+b+c+d+e (3 Wheel Roller)
Rate per cum = (a+b+c+d+e)/360
Cost for 360 cum = a+b+c+d+e (Vibratory Roller)
Rate per cum = (a+b+c+d+e)/360
| ii | 2: With 37.5 mm maximum size of aggregates (MORDonly)
Unit = cum
Taking output = 360 cum
a) Labour
|  | Mate | day | -
|  | Mazdoor (Skilled) | day | 2.48
|  | Mazdoor (Unskilled) | day | 10
b) Machinery
|  | Tractor attached with rotavator @ 25 cum / 30 cum per hour | hour | 12
|  | Motor-Grader 110 H.P | hour | 6
|  | Three wheel 80-100 kN static roller @ 10 cum / hour | hour | 36
|  | Water tanker 6 kl capacity | hour | 6
c) Material
Aggregate at site
For 37.5 mm maximum size
|  | 45 mm to 22.5 mm @ 5 per cent | cum | 24.12
|  | 22.4 mm to 5.6 mm @ 50 per cent | cum | 237.6
|  | Below 5.6 mm @ 45 per cent | cum | 213.48
|  | Water | kl | 36
|  | d&e) Overheads & Contractors Profit |  | 18%
Cost for 360 cum = a+b+c+d+e
Rate per cum = (a+b+c+d+e)/360
Or
| iii | 2: For 45 mm maximum size of aggregate (MORTH only)
a) Labour
|  | Mate | day | -
|  | Mazdoor (Skilled) | day | 2.48
|  | Mazdoor (Unskilled) | day | 10
b) Machinery
|  | Tractor attached with rotavator @ 30 cum per hour | hour | 12
|  | Motor-Grader 110 H.P | hour | 6
|  | vibratory roller 80-100 kN @ 60 cum per hour | hour | 6
|  | Water tanker 6 kl capacity | hour | 6
c) Material
Aggregate at site
|  | 45 mm to 22.5 mm@ 5 per cent | cum | 24.12
|  | 22.4 mm to 5.6 mm@ 50 per cent | cum | 237.6
|  | Below 5.6 mm@ 45 per cent | cum | 213.48
|  | Cost of water | KL | 36
|  | d&e) Overheads & Contractors Profit |  | 18%
Cost for 360 cum = a+b+c+d+e
Rate per cum = (a+b+c+d+e)/360
Or
| B | 2: By mixing plant method
| i | 2: With 53 mm maximum size of aggregates
Unit = cum
Taking output = 225 cum (450 t)
a) Labour
|  | Mate | day | -
|  | Mazdoor (Skilled) | day | 1.28
|  | Mazdoor (Unskilled) | day | 6
b) Machinery
|  | Wet mix plant @ 75 t per hour | hour | 6
|  | Electric generator set, 125 KVA | hour | 6
|  | Front end loader 1 cum bucket capacity | hour | 6
|  | Motor grader 110 HP | hour | 6
|  | Three wheel roller 80-100 kN @ 8 cum /10 cum /hour | hour | 22.5
OR
|  | vibratory roller 80-100 kN @ 60 cum per hour | hour | 6
|  | Water tanker | hour | 3
|  | Tipper | hour | 10
|  | Add 10 per cent of cost of carriage to cover cost of loading and unloading |  | -
c) Material
Aggregate at site
For 53 mm maximum size
|  | 63 mm to 45 mm @ 33 per cent | cum | 98.4
|  | 22.4 mm to 5.6 mm @ 32 per cent | cum | 94.41
|  | Below 5.6 mm @ 35 per cent | cum | 104.18
|  | Water | kl | 18
|  | d&e) Overheads & Contractors Profit |  | 18%
Cost for 225 cum = a+b+c+d+e (3 Wheel Roller)
Rate per cum = (a+b+c+d+e)/225
Cost for 225 cum = a+b+c+d+e (Vibratory Roller)
Rate per cum = (a+b+c+d+e)/225
| ii | 2: With 37.5 mm maximum size of aggregates (MORD only)
Unit = cum
Taking output = 225 cum (450 t)
a) Labour
|  | Mate | day | -
|  | Mazdoor (Skilled) | day | 1.28
|  | Mazdoor (Unskilled) | day | 6
b) Machinery
|  | Wet mix plant @ 75 t per hour | hour | 6
|  | Electric generator set, 125 KVA | hour | 6
|  | Front end loader 1 cum bucket capacity | hour | 6
|  | Mortar grader 110 HP | hour | 6
|  | Three wheel roller 80-100 kN @ 8 cum / 10 cum/ hour | hour | 22.5
|  | Water tanker | hour | 3
|  | Tipper | hour | 10
c) Material
Aggregate at site
For 37.5 mm maximum size
|  | 45 mm to 22.5 mm @ 5 per cent | cum | 15.06
|  | 22.4 mm to 5.6 mm @ 50 per cent | cum | 148.5
|  | Below 5.6 mm @ 45 per cent | cum | 133
|  | Water | kl | 18
|  | d&e) Overheads & Contractors Profit |  | 18%
Cost for 225 cum = a+b+c+d+e
Rate per cum = (a+b+c+d+e)/225
| iii | 2: For 45 mm maximum size of aggregate (MORTH only)
Unit = cum
Taking output = 225 cum (450 t)
a) Labour
|  | Mate | day | -
|  | Mazdoor (Skilled) | day | 1.28
|  | Mazdoor (Unskilled) | day | 6
b) Machinery
|  | Wet mix plant @ 75 t per hour | hour | 6
|  | Electric generator set, 125 KVA | hour | 6
|  | Front end loader 1 cum bucket capacity | hour | 6
|  | Motor grader 110 HP | hour | 6
|  | Three wheel roller 80-100 kN @ 10 cum/ hour | hour | 22.5
OR
|  | vibratory roller 80-100 kN @ 60 cum per hour | hour | 6
|  | Water tanker | hour | 3
|  | Tipper | t.km | -
|  | Tipper | hour | 10
Add 10 per cent of cost of carriage to cover cost of loading and unloading
c) Material
Aggregate at site
|  | 45 mm to 22.5 mm@ 5 per cent | cum | 15.06
|  | 22.4 mm to 5.6 mm@ 50 per cent | cum | 148.5
|  | Below 5.6 mm@ 45 per cent | cum | 133.43
|  | Cost of water | KL | 18
|  | d&e) Overheads & Contractors Profit |  | 18%
Cost for 225 cum = a+b+c+d+e (3 Wheel Roller)
Rate per cum = (a+b+c+d+e)/225
Cost for 225 cum = a+b+c+d+e (Vibratory Roller)
Rate per cum = (a+b+c+d+e)/225
18 |  | 2: Brick Soling
Laying brick soling layer on prepared sub-grade with brick on end edging according to lines, graded and cross-section shown on the drawing filling joints with sand and earth, spreading 25 mm thick layer of earth over brick soling, watering and rolling the same with three wheel road roller 80-100 kN as per Technical Specification Clause 412 MORD
Unit = sqm
Taking output = 150 sqm
a) Labour
|  | Mate | day | -
|  | Mazdoor (Unskilled) | day | 10.52
|  | Mason 1st Class | day | 3
b) Machinery
|  | Three wheel 80-100 kN static roller | hour | 1
|  | Water tanker | hour | 1
c) Material
|  | Brick 1st Class | No. | 8160
|  | Brick 1st Class on edging | No. | 1100
|  | Fine Sand | cum | 5.66
|  | Water | kl | 6
|  | d&e) Overheads & Contractors Profit |  | 18%
Cost for 150 sqm = a+b+c+d+e
Rate per sqm = (a+b+c+d+e)/150
19 |  | 2: Stone Set Pavement
Providing and laying stone set pavement on prepared surface with sub-base 100 mm thick compacted Granular Sub-base as per Clause 401.4 and base 75 mm thick compacted water bound macadam grading 2 as per Clause 405.3. The 150 mm thick hammer desired stones are laid in the herring one or stretched bond pattern. The stones are compacted into the bedding sand of 40 mm over the WBM base bounded by edge stone using suitable compacting device. The gaps are filled with fine sand stone dust as per Technical Specification Clause 413.4 MORD.
Unit = sqm
Taking output = 360 sqm
a) Labour
|  | Mate | day | -
|  | Mazdoor (Unskilled) | day | 53.16
|  | Mason 2nd class for laying set stone and edge stone |  | 13
b) Machinery
|  | Three wheel 80-100 kN static roller | hour | 2
|  | Water tanker 6 kl capacity | hour | 1
c) Material
(1) Collection of fine sand
|  | 3.4x0.285x0.150x1.20 = 0.174 | cum | 0.174
(2) Coarse sand
|  | 96x3.35x0.04x1.20 = 15.437 cum | cum | 15.437
(3) Collection of stone set stone
|  | 300 mmx200 mmx150 mm ; 17x304 = 5168 nos. | Nos | 5168
(4) Collection of edge stone
|  | 450 mmx200 mmx350 mm ; 2x232 = 464 nos. | Nos | 464
|  | (5) Water | kl | 6
|  | d&e) Overheads & Contractors Profit |  | 18%
Cost of 360 sqm = a+b+c+d+e
Rate per sqm = (a+b+c+d+e)/360
20 |  | 2: Crushed Cement Concrete Sub-base / Base
Breaking and crushing of material obtained by breaking damaged cement concrete slabs to size range not exceeding 75 mm as specified in table 400.7 transporting the aggregates obtained from breaking of cement concrete slabs at a lead of L km., laying and compacting the same as sub base/ base course, constructed as WBM to clause 404 except the use of screening or binding Material (405 MORTH).
Unit = cum
Taking output =360 cum
a) Labour
|  | Mate | day | -
|  | Mazdoor skilled | day | 6.162
|  | Mazdoor for crushing broken cement concrete pavement / slabs into aggregate | day | 102
b) Machinery
|  | Motor Grader,110 HP @ 50 cum/hr. | hour | 6
|  | Vibratory roller 8 - 10 tonne@ 60 cum per hour | hour | 6
or
|  | Smooth 3 wheeled steel roller @ 30cum/hr. | hour | 12
|  | Front end loader 1 cum bucket capacity | hour | 6
|  | Tipper 10 tonne capacity | t.km | 720 x L
|  | Loading Charges | cum
|  | Unloading Charges | cum
|  | Water tanker 6 KL capacity with 5 km lead @ 1 trip per hour | hour | 12
c) Material
Material available from dismantled concrete slab after crushing / breaking and only carriage is required to be provided
|  | Cost of water | KL | 72
|  | d&e) Overheads & Contractors Profit |  | 18%
Cost for 360 cum = a+b+c+d+e (Vibratory Roller)
Rate per cum = (a+b+c+d+e)/360
Cost for 360 cum = a+b+c+d+e (Smooth Roller)
Rate per cum = (a+b+c+d+e)/360
Note : 1. It is assumed that dismantling of concrete slab/pavement has been considered separately. Hence same is not added in this analysis. Only labour for crushing the dismantled slab into aggregate has been added. Carriage from stock pile to work site has been provided with a lead of L km. Loading & unloading charges for actual quantity to be allowed.
2. In case of breaking of slabs is done locally without involvement of transportation, the provision of tipper, front end loader and loading/unloading charges may be deleted.
3. As three wheeled smooth steel rollers are commonly in use, the same has been provided as an alternative.
21 |  | 2: Penetration Coat Over Top Layer of Crushed Cement Concrete Base
Spraying of bitumen over cleaned dry surface of crushed cement concrete base at the rate of 25 kg per 10 sqm by a bitumen pressure distributor, spreading of key aggregates at the rate of 0.13 cum per 10 sqm by a mechanical grittier and rolling the surface as per clause 506.3.8 MORTH
Unit = sqm
Taking output = 7500 sqm
a) Labour
|  | Mate | day | -
|  | Mazdoor skilled | day | 2.56
|  | Mazdoor (Unskilled) | day | 12
b) Machinery
|  | Mechanical broom hydraulic @ 1250 sqm per hour | hour | 6
|  | Hydraulic self propelled chips spreader | hour | 6
|  | Front end loader 1 cum bucket capacity | hour | 6
|  | Tipper 10 tonne capacity | hour | 6
|  | Vibratory roller 8 -10 tonnes @ 30 cum per hour | hour | 3.9
|  | Bitumen pressure distributor @ 1750 sqm per hour | hour | 4.28
c) Material
|  | Crushed stone aggregate 11.2 mm size | cum | 97.5
|  | Bitumen (60-70 grade) | tonne | 0.25
|  | d&e) Overheads & Contractors Profit |  | 18%
Cost for 7500 sqm = a+b+c+d+e
Rate per sqm = (a+b+c+d+e)/7500
Note : Though vibratory roller is required only for 3 hours as per norms, the same is required to be available at site for 6 hours to match with other machines. The usage rates of vibratory roller may be multiplied with a factor of 0.65.
22 |  | 2: Construction of Median and Island with Soil Taken from Roadway Cutting
Construction of Median and Island above road level with approved material deposited at site from roadway cutting and excavation for drain and foundation of other structures, spread, graded and compacted as per clause 407 MORTH
Unit = cum
Taking output =21 cum
a) Labour
|  | Mate | day | -
|  | Mazdoor | day | 6.24
b) Machinery
|  | Water tanker 6 KL with 5 km lead and 1 trip per hour | hour | 1
|  | Plate compactor @ 3.5 cum per hour | hour | 6
c) Material
|  | Cost of water | KL | 6
|  | d&e) Overheads & Contractors Profit |  | 18%
Cost for 21 cum = a+b+c+d+e
Rate per cum = (a+b+c+d+e)/21
Note : This analysis provides for median and island with earthen top. In case the surface is required to be turfed or planted with shrubs, the same is required to be provided separately as per analysis given in the chapter on horticulture. In case granular fill is required to be paved, quantities of paving are required to be calculated as per approved design and paid separately.
23 |  | 2: Construction of Median and Island with Soil Taken from Borrow Areas
Construction of median and Island above road level with approved material brought from borrow pits, spread, sloped and compacted as per clause 407 MORTH
Unit = cum
Taking output = 21 cum
a) Labour
|  | Mate | day | -
|  | Mazdoor | day | 4.16
b) Machinery
|  | Water tanker with 5 km lead | hour | 1
|  | Plate Compactor @ 3.5 cum per hour | hour | 6
|  | Hydraulic Excavator1.0 cum bucket capacity @60 cum per hour | hour | 0.5
|  | Tipper 10 tonne capacity | t.km | 52.5 x L
|  | Loading Charges | cum | -
|  | Unloading Charges | cum | -
c) Material
|  | Cost of water | KL | 6
|  | d&e) Overheads & Contractors Profit |  | 18%
Cost for 21 cum = a+b+c+d+e
Rate per cum = (a+b+c+d+e)/ 21
Note : This analysis provides for median and island with earthen top. In case the surface is required to be turfed or planted with shrubs, the same is required to be provided separately as per analysis given in the chapter on horticulture. In case surface finish is of hard type, the same may be provided separately as per approved design.
Loading & unloading charges for actual quantity to be allowed.
24 |  | 2: Construction of Shoulders
A. Earthen Shoulders
The rate as applicable for sub-grade construction may be adopted.
B. Hard Shoulders
Rate as applicable for sub-base and or base may be adopted as per approved design.
C. Paved shoulders
The rate may be adopted as applicable for different layers of pavement depending upon approved design of paved shoulders.
25 |  | 2: Footpaths and Separators
Construction of footpath/separator by providing a 150 mm compacted granular sub base as per clause 401 and 25 mm thick cement concrete grade M15, over laid with pre-cast concrete tiles in cement mortar 1:3 including provision of all drainage arrangements but excluding kerb channel (MORTH)
Unit = sqm
Taking output = 300 sqm
a) Labour
|  | Mate | day | -
|  | Mason | day | 4
|  | Mazdoor (Unskilled) | day | 31.36
b) Machinery
|  | Vibratory road roller 8 -10 tonnes @60 cum per hour | hour | 0.75
|  | Water tanker 6 KL capacity @ 1 trip per hour | hour | 2
|  | Concrete mixer 0.4/0.28 cum per hour | hour | 6
c) Material
i) For Granular sub base material
|  | 53 mm to 26.5 mm @ 35 per cent | cum | 20.79
|  | 26.5 mm to 4.75 mm @ 45 per cent | cum | 26.73
|  | 2.36 mm below @ 20 per cent | cum | 11.88
ii) For cement concrete grade M 15, 7.5 cum
|  | Aggregate 12 mm crushed @ 0.9 cum of concrete | cum | 6.75
|  | Sand @ 0.45 cum/cum of concrete | cum | 3.38
|  | Cement | tonne | 1.88
iii) For cement plaster 1:3
|  | Sand | cum | 3.84
|  | Cement | tonne | 1.83
iv) Pre-cast cement concrete tiles
|  | Tiles size 300 x 300 mm and 25 mm thick | each | 3300
v) RCC pipes
|  | Pipes 200 mm dia,2.5 m long for drainage | metre | 22.5
|  | vi) Cost of water | KL | 12
|  | d&e) Overheads & Contractors Profit |  | 18%
Cost for 300 sqm = a+b+c+d+e
Rate per sqm = (a+b+c+d+e)/300
General Note : The provisions towards Mate is included in the provision towards unskilled Mazdoor.